## Introduction
Service Line Inventory Template
Date last updated: July 27, 2022
What is the purpose of this template? The purpose of this draft template is to help water systems and states comply with the service line inventory requirements of the January 15, 2021 Lead and Copper Rule Revisions (LCRR). This template supplements the draft EPA document, Guidance for Developing and Maintaining a Service Line Inventory (2022) by providing fillable forms and tables that water systems can use to document their methods, organize their inventory, submit the initial inventory and inventory updates to the state, and document how they are making the inventory publicly available. This template also provides a checklist for state review. Note that EPA does NOT require systems use this template for their inventory. Refer to EPA's 2022 Inventory Guidance for minimum LCRR inventory requirements, recommendations, and disclaimers.
How is the template organized?
The worksheets in this template are color coded: Yellow sheets are instructions and background. Dark blue sheets are templates for systems. The dark green sheet is a template for states. See the table below for a description of each worksheet. |  | The cells in this template are also color coded: Gray cells are background or instructions. Light blue cells are fillable cells for systems. Aqua cells are the required fields in the Detailed Inventory worksheet. Light green cells are fillable cells for states.
Template Organization
Worksheet Type | Worksheet Name | Description
Background | Template Instructions_System | Contains detailed instructions for systems.
| Template Instructions_States | Contains detailed instructions for states.
| Classifying SLs | Summarizes requirements for classifying the entire service line when ownership is split (i.e., when the system owns a portion and the customer owns a portion).
Templates for Water Systems | PWS Information | For systems to document basic system information.
| Inventory Methods | For systems to document the methods and resources they used to develop and update their inventory.
| Inventory Summary | For systems to provide a summary of their service line inventory, including information on ownership, inventory format, and the number of service lines for each of the four required materials classifications. Systems can enter the totals into this worksheet or automatically generate totals based on information in the Detailed Inventory worksheet.
| Detailed Inventory | Provides a customizable format water systems can use to track materials for each service line in their distribution system. Each row equals one service line connecting the water main to the customer's plumbing. Separate columns track location information, the system-owned portion, the customer-owned portion, other possible sources of lead, information for assigning a tap sample tiering classification, and information for lead service line replacement (LSLR). Systems can customize the worksheet by adding or deleting columns.
| Public Accessibility Doc. | For systems to provide documentation to states on how they met the public accessibility requirements of the LCRR.
Templates for States | State Checklist | Provides a checklist that states can use to determine and document if water systems met all of the January 15, 2021 LCRR requirements for their Initial Inventory including timely submission, required elements, use of information sources, public accessibility, and public notification of service line materials.

## Dropdowns (hidden)
Drop down lists (Internal, DO NOT MODIFY)
Ownership | Basis of materials classification | Field Verification Methods
Select Ownership Type | Previous Materials Evaluation | Customer self-identification
The entire service line is owned by the water system | Installation record (e.g., tap card) | CCTV investigation at curb stop - internal
The entire service line is owned by the customer | Installation date after lead ban | CCTV investigation at curb stop - external
Ownership is split, meaning that the system owns and portion and the customer owns a portion | Service line diameter is > 2 inches | Water quality sampling
Other | Service line repair or replacement record | Mechanical excavation at one location
| Predictive model | Mechanical excavation at multiple locations
| Water sampling only with no records | Visual inspection at the meter pit
| Field inspection only with no records | Other
Other
State review of customer notification of service line material
Select "Yes", "No", or "N/A"
Yes
No
N/A
Sensitive subpopulations
No
Yes - School
Yes - Day Care
Yes - Multifamily Home
Yes - Other

## Classifying SLs
Classifying the Entire Service Line When Ownership Is Split
Purpose of this worksheet: To summarize EPA's requirements for classifying the entire service line when ownership is split.
Introduction
In many cases, service line ownership is split meaning that the system owns a portion and the customer owns a portion of the service line. Exhibit 1 below is a diagram of a possible division in service line ownership between the water system and customer. While the LCRR requires the inventory to categorize each service line or portions of the service line where ownership is split, a single classification per service line is also needed to support various LCRR requirements, such as lead service line replacement (LSLR), tap sampling, and risk mitigation. Table 1 below indicates how to classify the material for the entire service line when ownership is split between the water system and customer. For more information, see EPA's, Guidance for Developing and Maintaining a Service Line Inventory (2022).
Exhibit 1. Example of Service Line Ownership Distinction between the Water System and Customer
Source: Exhibit 2-2 of Guidance for Developing and Maintaining a Lead Service Line Inventory (USEPA, 2022).
Table 1: Classification of Entire Service Line When Ownership is Split
System-Owned Portion | Customer-Owned Portion | Classification for Entire Service Line
Lead | Lead | Lead
Lead | Galvanized Requiring Replacement | Lead
Lead | Non-lead | Lead
Lead | Lead Status Unknown | Lead
Non-lead | Lead | Lead
Non-lead and never previously lead | Non-lead, specifically galvanized pipe material | Non-lead
Non-lead | Non-lead, material other than galvanized | Non-lead
Non-lead | Lead Status Unknown | Lead Status Unknown
Non-lead, but system is unable to demonstrate it was not previously Lead | Galvanized Requiring Replacement | Galvanized Requiring Replacement
Lead Status Unknown | Lead | Lead
Lead Status Unknown | Galvanized Requiring Replacement | Galvanized Requiring Replacement
Lead Status Unknown | Non-lead | Lead Status Unknown
Lead Status Unknown | Lead Status Unknown | Lead Status Unknown
Source: Exhibit 2-3 of Guidance for Developing and Maintaining a Service Line Inventory (USEPA, 2022).

## PWS Information
PWS Information
Purpose of this worksheet: For water systems to document basic system information.
Facility Information
Water System Name:
Harbor Hills
PWSID: | Population Served (number of people): | Number of Service Connections: | PWS Type:
3354781 | 986 | 819 | CWS NTNCWS
If you are a CWS, do multi-family residences comprise at least 20% of the structures you serve? |  |  | No
Mailing Address
Street or P.O. Box:
6538 Lake Griffin RD
City or Town: |  | State: | Zip Code:
Lady lake |  | florida | 32159
System Contact Person
Name: |  | Title:
melisa rotteveel |  | manager
Telephone: |  | Email:
727-849-4219 |  | mrotteveel@uswatercorp.net
Person Who Prepared Inventory (if different from above)
Name: |  | Title/Affiliation:
David Collins |  | Area Manager
Telephone: |  | Email:
352-789-2817 |  | Dcollins@uswatercorp.net

## Inventory Methods
Inventory Methodology
PWS Name: Harbor Hills
PWSID: 3354781
Enter Date Last Updated: | 2024-05-29
Purpose of this worksheet: For water systems to document the methods and resources they used to develop and update their inventory.
Part 1: Historical Records Review
Type of Record | Describe the Records Reviewed for Your Inventory and Indicate Your Level of Confidence (e.g., Low, Medium, or High)
1. Previous Materials Evaluation Example: Locations of Tier 1 lead tap sampling locations that are served by a lead service line. | Medium ( Lead Sample points)
2. Construction Records and Plumbing Codes Examples: Local ordinance adopting an international plumbing code. Permits for replacing lead service lines. | Medium( Evaluation of material during excuvation)
3. Water System Records Examples: Capital improvement plans. Standard operating procedures. Engineering standards. | Low ( Diamond maps of meter pit locations)
4. Distribution System Inspections and Records Examples: Distribution system maps. Tap cards. Service line repair/replacement records. Inspection records. Meter installation records. | high (Visual inspections while doing monthly flow meter readings)
5. Additional Records Required by Your State | Low(N/A)
6. Other Records | Low(N/A)
Part 2: Identifying Service Line Material During Normal Operations
1. During which normal operating activities are you collecting information on service line material? Check all that apply.
Water meter reading | Water main repair or replacement
Water meter repair or replacement | Backflow prevention device inspection
Service line repair or replacement | Other
If "Other", please explain:
2. Did you develop or revise standard operating procedures to collect service line material information during normal operation? |  | No
If "Yes", please describe:
Part 3: Service Line Investigations
1. Identify the service line investigation methods your system used to prepare the inventory (check all that apply). If a water system chooses an investigation method not specified by the state under 40 CFR §141.84(a)(3)(iv), state approval is required. Note that investigations are not required by the LCRR but can be used by systems to assess accuracy of historical records and gather information when service line material is unknown.
Visual Inspection at the Meter Pit | Water Quality Sampling - Other
Customer Self-Identification | Mechanical Excavation
CCTV Inspection at Curb Box - External | Vacuum Excavation
CCTV Inspection at Curb Box - Internal | Predictive Modeling
Water Quality Sampling - Targeted | Other
Water Quality Sampling - Flushed
Water Quality sampling - Sequential
If "Other", please explain:
2. If "Predictive Modeling", please briefly describe the model and inputs used:
N/A
3. How did you prioritize locations for service line materials investigations? For example, did you consider environmental justice and/or sensitive populations, did you use predictive modeling, and/or did you target areas with high number of unknowns?
Construction repairs/ visual of service lines/ Meter pit Visual inspections

## Inventory Summary
Inventory Summary
PWS Name: Harbor Hills
PWSID: 3354781
Enter Date Last Updated: | 2024-05-29
Purpose of this worksheet: For water systems to provide a summary of their service line inventory, including information on ownership, inventory format, and the number of service lines for each of the four required materials classifications.
Part 1. General Information
1. Is this the Initial Inventory or an Inventory Update? |  | Inventory Update
2a. Who owns the service lines in your system? If other, please explain below. |  | Ownership is split, meaning that the system owns and portion and the customer owns a portion
2b. Is there documentation that defines service line ownership in your system, such as a local ordinance? If yes, please describe below and explain where ownership is split (e.g., property line, curb stop). |  | Yes
DEP Rule 25-30.230 and 25-30.231
3a. Describe when lead service lines were generally installed in your system.
N/A
3b. When were lead service lines banned in your system? Reference the state or local ordinance that banned the use of lead in your system.
1989-01-01
4. Do you have lead goosenecks, pigtails or connectors in your system? |  | No
5. What is your overall level of confidence in the inventory (i.e., "Low", "Medium", or "High.") Please explain your rationale below.
Medium. Onsite investigations of Meter pits while doing monthly flow meter readings
Part 2. Inventory Format
Describe your inventory format in the space provided below (e.g., the Detailed Inventory worksheet, custom spreadsheet, GIS map). Provide the filename and/or web address if applicable. Note that the state may require you to submit your detailed inventory of each service line in your distribution system.
No Lead lines present or known to exist/ Meter pit visual inspections and Diamond maps with no attachments
Part 3. Inventory Summary Table 1
If you are using the Detailed Inventory worksheet, the classifications you select in the Column "Entire Service Line Material Classification" (Column X) will be used to calculate the total number of service lines for each of the four material classifications below. Otherwise, enter the number of service lines in the aqua-colored cells. Remember this is the classification for the entire service line.
Service Line Material Classification | Definition |  | Total Number of Service Lines (REQUIRED to be reported under the LCRR)
Lead | Any portion of the service line is known to be made of lead.2 |  | 0
Galvanized Requiring Replacement (GRR) | The service line is not made of lead, but a portion is galvanized and the system is unable to demonstrate that the galvanized line was never downstream of a lead service line. |  | 0
Non-Lead | All portions of the service line are known NOT to be lead or GRR through an evidence-based record, method, or technique. |  | 242
Lead Status Unknown | The service line material is not known to be lead or GRR. For the entire service line or a portion of it (in cases of split ownership), there is not enough evidence to support material classification. |  | 577
TOTAL |  |  | 819
Notes
1 This summary table is for reporting material for the entire service line connecting the water main to the customer's plumbing. See the Classifying SLs worksheet for additional guidance on assigning a materials classification to the entire service line when ownership is split. Remember that systems must track the system-owned and customer-owned portions separately in their inventory.
2 A lead-lined galvanized service line is consistent with the definition of an LSL under the LCRR (“a portion of pipe that is made of lead, which connects the water main to the building inlet”) (40 CFR §141.2) and must therefore be classified in the inventory as an LSL. Do NOT, however, count non-lead service lines with a lead gooseneck or pigtail as lead service lines unless required by your state.

## Detailed Inventory
Detailed Inventory
PWS Name: Harbor Hills
PWSID: 3354781
Date Last Updated: |  |  |  | 2024-05-01
Purpose of this worksheet: To provide a customizable format water systems can use to track materials for each service line in their distribution system. General Instructions: Each row in this worksheet represents one service line connecting the water main to the customer's plumbing. The worksheet includes required and recommended elements; the columns with the aqua shading are required by the LCRR. Systems can customize by adding or deleting columns. Important notes for each column are in Row 12; also see the Template Instructions worksheet for detailed instructions. Note that users can freeze panes to enable them to see the headings and notes when entering data. The worksheet includes examples in rows 13 - 20 and is formatted for approximately 10,000 entries.
Location Information |  |  |  |  | System-Owned Portion | [8 empty] | Customer-Owned Portion | [7 empty] | Entire Service Line Material Classification | Other Potential Sources of Lead |  |  | Additional Information to Assign Tap Monitoring Tiering |  |  |  | Lead Service Line Replacement (LSLR)
Unique Service Line ID | Location Identifier |  | Sensitive Population? (Yes/No) | Disadvantaged Neighborhood? (Yes/No) | System-Owned Portion Service Line Material Classification | If Non-Lead in Column G, Was Material Ever Previously Lead? | Service Line Installation Date | Service Line Size | Basis of Material Classification | Was the Service Line Material Field Verified? | If "Yes" Service Line Material Was Field Verified: |  | Notes | Customer-Owned Portion Service Line Material Classification | Service Line Installation Date | Service Line Size | Basis of Material Classification | Was the Service Line Material Field Verified? | If "Yes" Service Line Material Was Field Verified: |  | Notes |  | Is there a Lead Connector? | Is there Lead Solder in the Service Line? | Describe Other Fittings and Equipment Connected to the Service Line that Contain Lead | Building Type Connected to Service Line | Point-of-Entry or Point-of-Use Treatment Present? | Does the Interior Building Plumbing Contain Copper Pipes with Lead Solder Installed Before Your State's Lead Ban (Generally 1986 - 1988)? | Current LCR Sampling Site? | Date of System-owned LSLR | Date of Customer-owned LSLR
| Street Address | Other Location Identifier | [8 empty] | Describe the Field Verification Method | Enter the Date of Field Verification | [6 empty] | Describe the Field Verification Method | Enter the Date of Field Verification
A Unique ID is recommended for each service line. | Water systems must track addresses of all service lines in their internal inventory. For the publicly accessible version, location identifiers are required for lead and galvanized requiring replacement. If the system does not use addresses for their location identifier, other options could include GPS coordinates, landmark, intersection, block, or other details to specify service line locations. |  | Select Yes if sensitive subpopulation, e.g., day care, school, multifamily home. If Yes-Other, describe in the Notes field. | Does location meet state affordability guidelines or other measures? | Dropdown list includes recommended subclassifications. If "Non-Lead Other", describe in Notes field | Select Yes, No, or Don't know. Important for determining if downstream/ customer-owned galvanized service line requires replacement | Date, year, or estimated date range when the service line was installed or replaced | Diameter in inches | Select option from drop down list. If "Other," describe in the Notes field | Select Yes or No | Select option from drop down list. If "Other," describe in the Notes field | Enter approximate date of field verification or date that the record was updated | Can use this field for documenting additional relevant information, including when classification changes. | Dropdown list includes recommended subclassifications. If non-lead other, describe in Notes field. | Date, year, or estimated date range when the service line was installed or replaced | Diameter in inches | Select option from drop down list. If "Other," describe in the Notes field | Select Yes or No | Select option from drop down list. If "Other," describe in the Notes field | Enter approximate date of field verification or date that record was updated | Can use this field for documenting additional relevant information, including when classification changes. | Dropdown list includes four required service line classifications of Lead, Non-lead, Galvanized Requiring Replacement, or Unknown | For example, lead gooseneck or pigtail where the water main is connected to the service line | Select Yes, No, or Don't Know | For example, backflow preventer or meter containing lead | Note: This information may be helpful for identifying lead tap monitoring locations.
1 | 6110 TOPSAIL RD | Intersection of Test and Elm St. | No | No | Non-Lead - Plastic | Don't know | EST 1985- 2000 | 3/4 | Field inspection only with no records | No | Visual inspection at the meter pit | 2019-05-01 |  | Non-Lead - Plastic | 1985-2000 | 3/4 | Field inspection only with no records | No | Visual inspection at the meter pit | 2019 |  | Unknown | Don't Know | Don't Know | No Lead identified | Single Family Residence | Yes | Unknown | No
2 | 6106 TOPSAIL RD | Intersection of Test and Main St. | No | No | Non-Lead - Plastic | Don't know | EST 1985- 2000 | 3/4 | Field inspection only with no records | No | Visual inspection at the meter pit | 2020-09-10 |  | Non-Lead - Plastic | 1985-2000 | 3/4 | Field inspection only with no records | No | Visual inspection at the meter pit | 2020-09-10 |  | Unknown | Don't Know | Don't Know | No Lead identified | Single Family Residence | Yes | Unknown | No
3 | 6048 TOPSAIL RD |  | No | No | Non-Lead - Plastic | Don't know | EST 1985- 2000 | 3/4 | Field inspection only with no records | No | Visual inspection at the meter pit |  |  | Non-Lead - Plastic | 1985-2000 | 3/4 | Field inspection only with no records | No | Visual inspection at the meter pit |  |  | Unknown | Don't Know | Don't Know | No Lead identified | Single Family Residence | Yes | Unknown | No
4 | 6046 TOPSAIL RD |  | No | No | Non-Lead - Plastic | Don't know | EST 1985- 2000 | 3/4 | Field inspection only with no records | No | Visual inspection at the meter pit |  |  | Non-Lead - Plastic | 1985-2000 | 3/4 | Field inspection only with no records | No | Visual inspection at the meter pit | 2020-08-08 |  | Unknown | Don't Know | Don't Know | No Lead identified | Single Family Residence | Yes | Unknown | No
5 | 6042 TOPSAIL RD |  | No | No | Non-Lead - Plastic | Don't know | EST 1985- 2000 | 3/4 | Field inspection only with no records | No | Visual inspection at the meter pit |  |  | Non-Lead - Plastic | 1985-2000 | 3/4 | Field inspection only with no records | No | Visual inspection at the meter pit |  |  | Unknown | Don't Know | Don't Know | No Lead identified | Single Family Residence | Yes | Unknown | No
6 | 6040 TOPSAIL RD |  | No | No | Non-Lead - Plastic | Don't know | EST 1985- 2000 | 3/4 | Field inspection only with no records | No | Visual inspection at the meter pit | 2020-08-08 |  | Non-Lead - Plastic | 1985-2000 | 3/4 | Field inspection only with no records | No | Visual inspection at the meter pit |  |  | Unknown | Don't Know | Don't Know | No Lead identified | Single Family Residence | Yes | Unknown | No
7 | 6038 TOPSAIL RD | Building A | No | No | Non-Lead - Plastic | Don't know | EST 1985- 2000 | 3/4 | Field inspection only with no records | No | Visual inspection at the meter pit |  |  | Non-Lead - Plastic | 1985-2000 | 3/4 | Field inspection only with no records | No | Visual inspection at the meter pit | 2020-01-15 |  | Unknown | Don't Know | Don't Know | No Lead identified | Single Family Residence | Yes | Unknown | No
8 | 6032 TOPSAIL RD | Building B | No | No | Non-Lead - Plastic | Don't know | EST 1985- 2000 | 3/4 | Field inspection only with no records | No | Visual inspection at the meter pit |  |  | Non-Lead - Plastic | 1985-2000 | 3/4 | Field inspection only with no records | No | Visual inspection at the meter pit |  |  | Unknown | Don't Know | Don't Know | No Lead identified | Single Family Residence | Yes | Unknown | No
9 | 6030 TOPSAIL RD |  | No | No | Non-Lead - Plastic | Don't know | EST 1985- 2000 | 3/4 | Field inspection only with no records | No | Visual inspection at the meter pit |  |  | Non-Lead - Plastic | 1985-2000 | 3/4 | Field inspection only with no records | No | Visual inspection at the meter pit |  |  | Unknown | Don't Know | Don't Know | No Lead identified | Single Family Residence | Yes | Unknown | No
1 | 6024 TOPSAIL RD |  | No | No | Non-Lead - Plastic | Don't know | EST 1985- 2000 | 3/4 | Field inspection only with no records | No | Visual inspection at the meter pit |  |  | Non-Lead - Plastic | 1985-2000 | 3/4 | Field inspection only with no records | No | Visual inspection at the meter pit |  |  | Unknown | Don't Know | Don't Know | No Lead identified | Single Family Residence | Yes | Unknown | No
11 | 6020 TOPSAIL RD |  | No | No | Non-Lead - Plastic | Don't know | EST 1985- 2000 | 3/4 | Field inspection only with no records | No | Visual inspection at the meter pit |  |  | Non-Lead - Plastic | 1985-2000 | 3/4 | Field inspection only with no records | No | Visual inspection at the meter pit |  |  | Unknown | Don't Know | Don't Know | No Lead identified | Single Family Residence | Yes | Unknown | No
12 | 5400 SADDLEBACK CT |  | No | No | Non-Lead - Plastic | Don't know | EST 1985- 2000 | 3/4 | Field inspection only with no records | No | Visual inspection at the meter pit |  |  | Non-Lead - Plastic | 1985-2000 | 3/4 | Field inspection only with no records | No | Visual inspection at the meter pit |  |  | Unknown | Don't Know | Don't Know | No Lead identified | Single Family Residence | Yes | Unknown | No
13 | 5418 SADDLEBACK CT |  | No | No | Non-Lead - Plastic | Don't know | EST 1985- 2000 | 3/4 | Field inspection only with no records | No | Visual inspection at the meter pit |  |  | Non-Lead - Plastic | 1985-2000 | 3/4 | Field inspection only with no records | No | Visual inspection at the meter pit |  |  | Unknown | Don't Know | Don't Know | No Lead identified | Single Family Residence | Yes | Unknown | No
14 | 5430 SADDLEBACK CT |  | No | No | Non-Lead - Plastic | Don't know | EST 1985- 2000 | 3/4 | Field inspection only with no records | No | Visual inspection at the meter pit |  |  | Non-Lead - Plastic | 1985-2000 | 3/4 | Field inspection only with no records | No | Visual inspection at the meter pit |  |  | Unknown | Don't Know | Don't Know | No Lead identified | Single Family Residence | Yes | Unknown | No
15 | 5446 SADDLEBACK CT |  | No | No | Non-Lead - Plastic | Don't know | EST 1985- 2000 | 3/4 | Field inspection only with no records | No | Visual inspection at the meter pit |  |  | Non-Lead - Plastic | 1985-2000 | 3/4 | Field inspection only with no records | No | Visual inspection at the meter pit |  |  | Unknown | Don't Know | Don't Know | No Lead identified | Single Family Residence | Yes | Unknown | No
16 | 5512 SADDLEBACK CT |  | No | No | Non-Lead - Plastic | Don't know | EST 1985- 2000 | 3/4 | Field inspection only with no records | No | Visual inspection at the meter pit |  |  | Non-Lead - Plastic | 1985-2000 | 3/4 | Field inspection only with no records | No | Visual inspection at the meter pit |  |  | Unknown | Don't Know | Don't Know | No Lead identified | Single Family Residence | Yes | Unknown | No
17 | 5524 SADDLEBACK CT |  | No | No | Non-Lead - Plastic | Don't know | EST 1985- 2000 | 3/4 | Field inspection only with no records | No | Visual inspection at the meter pit |  |  | Non-Lead - Plastic | 1985-2000 | 3/4 | Field inspection only with no records | No | Visual inspection at the meter pit |  |  | Unknown | Don't Know | Don't Know | No Lead identified | Single Family Residence | Yes | Unknown | No
18 | 5548 SADDLEBACK CT |  | No | No | Non-Lead - Plastic | Don't know | EST 1985- 2000 | 3/4 | Field inspection only with no records | No | Visual inspection at the meter pit |  |  | Non-Lead - Plastic | 1985-2000 | 3/4 | Field inspection only with no records | No | Visual inspection at the meter pit |  |  | Unknown | Don't Know | Don't Know | No Lead identified | Single Family Residence | Yes | Unknown | No
19 | 39611 GROVE HTS |  | No | No | Non-Lead - Plastic | Don't know | EST 1985- 2000 | 3/4 | Field inspection only with no records | No | Visual inspection at the meter pit |  |  | Non-Lead - Plastic | 1985-2000 | 3/4 | Field inspection only with no records | No | Visual inspection at the meter pit |  |  | Unknown | Don't Know | Don't Know | No Lead identified | Single Family Residence | Yes | Unknown | No
20 | 39100 TACOMA DR |  | No | No | Non-Lead - Plastic | Don't know | EST 1985- 2000 | 3/4 | Field inspection only with no records | No | Visual inspection at the meter pit |  |  | Non-Lead - Plastic | 1985-2000 | 3/4 | Field inspection only with no records | No | Visual inspection at the meter pit |  |  | Unknown | Don't Know | Don't Know | No Lead identified | Single Family Residence | Yes | Unknown | No
21 | 39124 TACOMA DR |  | No | No | Non-Lead - Plastic | Don't know | EST 1985- 2000 | 3/4 | Field inspection only with no records | No | Visual inspection at the meter pit |  |  | Non-Lead - Plastic | 1985-2000 | 3/4 | Field inspection only with no records | No | Visual inspection at the meter pit |  |  | Unknown | Don't Know | Don't Know | No Lead identified | Single Family Residence | Yes | Unknown | No
22 | 39138 TACOMA DR |  | No | No | Non-Lead - Plastic | Don't know | EST 1985- 2000 | 3/4 | Field inspection only with no records | No | Visual inspection at the meter pit |  |  | Non-Lead - Plastic | 1985-2000 | 3/4 | Field inspection only with no records | No | Visual inspection at the meter pit |  |  | Unknown | Don't Know | Don't Know | No Lead identified | Single Family Residence | Yes | Unknown | No
23 | 39152 TACOMA DR |  | No | No | Non-Lead - Plastic | Don't know | EST 1985- 2000 | 3/4 | Field inspection only with no records | No | Visual inspection at the meter pit |  |  | Non-Lead - Plastic | 1985-2000 | 3/4 | Field inspection only with no records | No | Visual inspection at the meter pit |  |  | Unknown | Don't Know | Don't Know | No Lead identified | Single Family Residence | Yes | Unknown | No
24 | 39204 TACOMA DR |  | No | No | Non-Lead - Plastic | Don't know | EST 1985- 2000 | 3/4 | Field inspection only with no records | No | Visual inspection at the meter pit |  |  | Non-Lead - Plastic | 1985-2000 | 3/4 | Field inspection only with no records | No | Visual inspection at the meter pit |  |  | Unknown | Don't Know | Don't Know | No Lead identified | Single Family Residence | Yes | Unknown | No
25 | 39218 TACOMA DR |  | No | No | Non-Lead - Plastic | Don't know | EST 1985- 2000 | 3/4 | Field inspection only with no records | No | Visual inspection at the meter pit |  |  | Non-Lead - Plastic | 1985-2000 | 3/4 | Field inspection only with no records | No | Visual inspection at the meter pit |  |  | Unknown | Don't Know | Don't Know | No Lead identified | Single Family Residence | Yes | Unknown | No
26 | 39232 TACOMA DR |  | No | No | Non-Lead - Plastic | Don't know | EST 1985- 2000 | 3/4 | Field inspection only with no records | No | Visual inspection at the meter pit |  |  | Non-Lead - Plastic | 1985-2000 | 3/4 | Field inspection only with no records | No | Visual inspection at the meter pit |  |  | Unknown | Don't Know | Don't Know | No Lead identified | Single Family Residence | Yes | Unknown | No
27 | 39248 TACOMA DR |  | No | No | Non-Lead - Plastic | Don't know | EST 1985- 2000 | 3/4 | Field inspection only with no records | No | Visual inspection at the meter pit |  |  | Non-Lead - Plastic | 1985-2000 | 3/4 | Field inspection only with no records | No | Visual inspection at the meter pit |  |  | Unknown | Don't Know | Don't Know | No Lead identified | Single Family Residence | Yes | Unknown | No
28 | 39304 TACOMA DR |  | No | No | Non-Lead - Plastic | Don't know | EST 1985- 2000 | 3/4 | Field inspection only with no records | No | Visual inspection at the meter pit |  |  | Non-Lead - Plastic | 1985-2000 | 3/4 | Field inspection only with no records | No | Visual inspection at the meter pit |  |  | Unknown | Don't Know | Don't Know | No Lead identified | Single Family Residence | Yes | Unknown | No
29 | 39251 TREELINE DR |  | No | No | Non-Lead - Plastic | Don't know | EST 1985- 2000 | 3/4 | Field inspection only with no records | No | Visual inspection at the meter pit |  |  | Non-Lead - Plastic | 1985-2000 | 3/4 | Field inspection only with no records | No | Visual inspection at the meter pit |  |  | Unknown | Don't Know | Don't Know | No Lead identified | Single Family Residence | Yes | Unknown | No
30 | 39239 TREELINE DR |  | No | No | Non-Lead - Plastic | Don't know | EST 1985- 2000 | 3/4 | Field inspection only with no records | No | Visual inspection at the meter pit |  |  | Non-Lead - Plastic | 1985-2000 | 3/4 | Field inspection only with no records | No | Visual inspection at the meter pit |  |  | Unknown | Don't Know | Don't Know | No Lead identified | Single Family Residence | Yes | Unknown | No
31 | 39227 TREELINE DR |  | No | No | Non-Lead - Plastic | Don't know | EST 1985- 2000 | 3/4 | Field inspection only with no records | No | Visual inspection at the meter pit |  |  | Non-Lead - Plastic | 1985-2000 | 3/4 | Field inspection only with no records | No | Visual inspection at the meter pit |  |  | Unknown | Don't Know | Don't Know | No Lead identified | Single Family Residence | Yes | Unknown | No
32 | 39215 TREELINE DR |  | No | No | Non-Lead - Plastic | Don't know | EST 1985- 2000 | 3/4 | Field inspection only with no records | No | Visual inspection at the meter pit |  |  | Non-Lead - Plastic | 1985-2000 | 3/4 | Field inspection only with no records | No | Visual inspection at the meter pit |  |  | Unknown | Don't Know | Don't Know | No Lead identified | Single Family Residence | Yes | Unknown | No
33 | 39145 TREELINE DR |  | No | No | Non-Lead - Plastic | Don't know | EST 1985- 2000 | 3/4 | Field inspection only with no records | No | Visual inspection at the meter pit |  |  | Non-Lead - Plastic | 1985-2000 | 3/4 | Field inspection only with no records | No | Visual inspection at the meter pit |  |  | Unknown | Don't Know | Don't Know | No Lead identified | Single Family Residence | Yes | Unknown | No
34 | 39121 TREELINE DR |  | No | No | Non-Lead - Plastic | Don't know | EST 1985- 2000 | 3/4 | Field inspection only with no records | No | Visual inspection at the meter pit |  |  | Non-Lead - Plastic | 1985-2000 | 3/4 | Field inspection only with no records | No | Visual inspection at the meter pit |  |  | Unknown | Don't Know | Don't Know | No Lead identified | Single Family Residence | Yes | Unknown | No
35 | 5351 SADDLEBACK CT |  | No | No | Non-Lead - Plastic | Don't know | EST 1985- 2000 | 3/4 | Field inspection only with no records | No | Visual inspection at the meter pit |  |  | Non-Lead - Plastic | 1985-2000 | 3/4 | Field inspection only with no records | No | Visual inspection at the meter pit |  |  | Unknown | Don't Know | Don't Know | No Lead identified | Single Family Residence | Yes | Unknown | No
36 | 5204 GREENS DR |  | No | No | Non-Lead - Plastic | Don't know | EST 1985- 2000 | 3/4 | Field inspection only with no records | No | Visual inspection at the meter pit |  |  | Non-Lead - Plastic | 1985-2000 | 3/4 | Field inspection only with no records | No | Visual inspection at the meter pit |  |  | Unknown | Don't Know | Don't Know | No Lead identified | Single Family Residence | Yes | Unknown | No
37 | 5238 GREENS DR |  | No | No | Non-Lead - Plastic | Don't know | EST 1985- 2000 | 3/4 | Field inspection only with no records | No | Visual inspection at the meter pit |  |  | Non-Lead - Plastic | 1985-2000 | 3/4 | Field inspection only with no records | No | Visual inspection at the meter pit |  |  | Unknown | Don't Know | Don't Know | No Lead identified | Single Family Residence | Yes | Unknown | No
38 | 5300 GREENS DR |  | No | No | Non-Lead - Plastic | Don't know | EST 1985- 2000 | 3/4 | Field inspection only with no records | No | Visual inspection at the meter pit |  |  | Non-Lead - Plastic | 1985-2000 | 3/4 | Field inspection only with no records | No | Visual inspection at the meter pit |  |  | Unknown | Don't Know | Don't Know | No Lead identified | Single Family Residence | Yes | Unknown | No
39 | 5306 GREENS DR |  | No | No | Non-Lead - Plastic | Don't know | EST 1985- 2000 | 3/4 | Field inspection only with no records | No | Visual inspection at the meter pit |  |  | Non-Lead - Plastic | 1985-2000 | 3/4 | Field inspection only with no records | No | Visual inspection at the meter pit |  |  | Unknown | Don't Know | Don't Know | No Lead identified | Single Family Residence | Yes | Unknown | No
40 | 5312 GREENS DR |  | No | No | Non-Lead - Plastic | Don't know | EST 1985- 2000 | 3/4 | Field inspection only with no records | No | Visual inspection at the meter pit |  |  | Non-Lead - Plastic | 1985-2000 | 3/4 | Field inspection only with no records | No | Visual inspection at the meter pit |  |  | Unknown | Don't Know | Don't Know | No Lead identified | Single Family Residence | Yes | Unknown | No
41 | 5318 GREENS DR |  | No | No | Non-Lead - Plastic | Don't know | EST 1985- 2000 | 3/4 | Field inspection only with no records | No | Visual inspection at the meter pit |  |  | Non-Lead - Plastic | 1985-2000 | 3/4 | Field inspection only with no records | No | Visual inspection at the meter pit |  |  | Unknown | Don't Know | Don't Know | No Lead identified | Single Family Residence | Yes | Unknown | No
42 | 39251 TACOMA DR |  | No | No | Non-Lead - Plastic | Don't know | EST 1985- 2000 | 3/4 | Field inspection only with no records | No | Visual inspection at the meter pit |  |  | Non-Lead - Plastic | 1985-2000 | 3/4 | Field inspection only with no records | No | Visual inspection at the meter pit |  |  | Unknown | Don't Know | Don't Know | No Lead identified | Single Family Residence | Yes | Unknown | No
43 | 39245 TACOMA DR |  | No | No | Non-Lead - Plastic | Don't know | EST 1985- 2000 | 3/4 | Field inspection only with no records | No | Visual inspection at the meter pit |  |  | Non-Lead - Plastic | 1985-2000 | 3/4 | Field inspection only with no records | No | Visual inspection at the meter pit |  |  | Unknown | Don't Know | Don't Know | No Lead identified | Single Family Residence | Yes | Unknown | No
44 | 39233 TACOMA DR |  | No | No | Non-Lead - Plastic | Don't know | EST 1985- 2000 | 3/4 | Field inspection only with no records | No | Visual inspection at the meter pit |  |  | Non-Lead - Plastic | 1985-2000 | 3/4 | Field inspection only with no records | No | Visual inspection at the meter pit |  |  | Unknown | Don't Know | Don't Know | No Lead identified | Single Family Residence | Yes | Unknown | No
45 | 39221 TACOMA DR |  | No | No | Non-Lead - Plastic | Don't know | EST 1985- 2000 | 3/4 | Field inspection only with no records | No | Visual inspection at the meter pit |  |  | Non-Lead - Plastic | 1985-2000 | 3/4 | Field inspection only with no records | No | Visual inspection at the meter pit |  |  | Unknown | Don't Know | Don't Know | No Lead identified | Single Family Residence | Yes | Unknown | No
46 | 39213 TACOMA DR |  | No | No | Non-Lead - Plastic | Don't know | EST 1985- 2000 | 3/4 | Field inspection only with no records | No | Visual inspection at the meter pit |  |  | Non-Lead - Plastic | 1985-2000 | 3/4 | Field inspection only with no records | No | Visual inspection at the meter pit |  |  | Unknown | Don't Know | Don't Know | No Lead identified | Single Family Residence | Yes | Unknown | No
47 | 39201 TACOMA DR |  | No | No | Non-Lead - Plastic | Don't know | EST 1985- 2000 | 3/4 | Field inspection only with no records | No | Visual inspection at the meter pit |  |  | Non-Lead - Plastic | 1985-2000 | 3/4 | Field inspection only with no records | No | Visual inspection at the meter pit |  |  | Unknown | Don't Know | Don't Know | No Lead identified | Single Family Residence | Yes | Unknown | No
48 | 5311 PINEVIEW CT |  | No | No | Non-Lead - Plastic | Don't know | EST 1985- 2000 | 3/4 | Field inspection only with no records | No | Visual inspection at the meter pit |  |  | Non-Lead - Plastic | 1985-2000 | 3/4 | Field inspection only with no records | No | Visual inspection at the meter pit |  |  | Unknown | Don't Know | Don't Know | No Lead identified | Single Family Residence | Yes | Unknown | No
49 | 5310 PINEVIEW CT |  | No | No | Non-Lead - Plastic | Don't know | EST 1985- 2000 | 3/4 | Field inspection only with no records | No | Visual inspection at the meter pit |  |  | Non-Lead - Plastic | 1985-2000 | 3/4 | Field inspection only with no records | No | Visual inspection at the meter pit |  |  | Unknown | Don't Know | Don't Know | No Lead identified | Single Family Residence | Yes | Unknown | No
50 | 5321 SADDLEBACK CT |  | No | No | Non-Lead - Plastic | Don't know | EST 1985- 2000 | 3/4 | Field inspection only with no records | No | Visual inspection at the meter pit |  |  | Non-Lead - Plastic | 1985-2000 | 3/4 | Field inspection only with no records | No | Visual inspection at the meter pit |  |  | Unknown | Don't Know | Don't Know | No Lead identified | Single Family Residence | Yes | Unknown | No
51 | 5311 SADDLEBACK CT |  | No | No | Non-Lead - Plastic | Don't know | EST 1985- 2000 | 3/4 | Field inspection only with no records | No | Visual inspection at the meter pit |  |  | Non-Lead - Plastic | 1985-2000 | 3/4 | Field inspection only with no records | No | Visual inspection at the meter pit |  |  | Unknown | Don't Know | Don't Know | No Lead identified | Single Family Residence | Yes | Unknown | No
52 | 5301 SADDLEBACK CT |  | No | No | Non-Lead - Plastic | Don't know | EST 1985- 2000 | 3/4 | Field inspection only with no records | No | Visual inspection at the meter pit |  |  | Non-Lead - Plastic | 1985-2000 | 3/4 | Field inspection only with no records | No | Visual inspection at the meter pit |  |  | Unknown | Don't Know | Don't Know | No Lead identified | Single Family Residence | Yes | Unknown | No
53 | 5300 SADDLEBACK CT |  | No | No | Non-Lead - Plastic | Don't know | EST 1985- 2000 | 3/4 | Field inspection only with no records | No | Visual inspection at the meter pit |  |  | Non-Lead - Plastic | 1985-2000 | 3/4 | Field inspection only with no records | No | Visual inspection at the meter pit |  |  | Unknown | Don't Know | Don't Know | No Lead identified | Single Family Residence | Yes | Unknown | No
54 | 5310 SADDLEBACK CT |  | No | No | Non-Lead - Plastic | Don't know | EST 1985- 2000 | 3/4 | Field inspection only with no records | No | Visual inspection at the meter pit |  |  | Non-Lead - Plastic | 1985-2000 | 3/4 | Field inspection only with no records | No | Visual inspection at the meter pit |  |  | Unknown | Don't Know | Don't Know | No Lead identified | Single Family Residence | Yes | Unknown | No
55 | 5320 SADDLEBACK CT |  | No | No | Non-Lead - Plastic | Don't know | EST 1985- 2000 | 3/4 | Field inspection only with no records | No | Visual inspection at the meter pit |  |  | Non-Lead - Plastic | 1985-2000 | 3/4 | Field inspection only with no records | No | Visual inspection at the meter pit |  |  | Unknown | Don't Know | Don't Know | No Lead identified | Single Family Residence | Yes | Unknown | No
56 | 5330 SADDLEBACK CT |  | No | No | Non-Lead - Plastic | Don't know | EST 1985- 2000 | 3/4 | Field inspection only with no records | No | Visual inspection at the meter pit |  |  | Non-Lead - Plastic | 1985-2000 | 3/4 | Field inspection only with no records | No | Visual inspection at the meter pit |  |  | Unknown | Don't Know | Don't Know | No Lead identified | Single Family Residence | Yes | Unknown | No
57 | 5340 SADDLEBACK CT |  | No | No | Non-Lead - Plastic | Don't know | EST 1985- 2000 | 3/4 | Field inspection only with no records | No | Visual inspection at the meter pit |  |  | Non-Lead - Plastic | 1985-2000 | 3/4 | Field inspection only with no records | No | Visual inspection at the meter pit |  |  | Unknown | Don't Know | Don't Know | No Lead identified | Single Family Residence | Yes | Unknown | No
58 | 5350 SADDLEBACK CT |  | No | No | Non-Lead - Plastic | Don't know | EST 1985- 2000 | 3/4 | Field inspection only with no records | No | Visual inspection at the meter pit |  |  | Non-Lead - Plastic | 1985-2000 | 3/4 | Field inspection only with no records | No | Visual inspection at the meter pit |  |  | Unknown | Don't Know | Don't Know | No Lead identified | Single Family Residence | Yes | Unknown | No
59 | 6122 TOPSAIL RD |  | No | No | Non-Lead - Plastic | Don't know | EST 1985- 2000 | 3/4 | Field inspection only with no records | No | Visual inspection at the meter pit |  |  | Non-Lead - Plastic | 1985-2000 | 3/4 | Field inspection only with no records | No | Visual inspection at the meter pit |  |  | Unknown | Don't Know | Don't Know | No Lead identified | Single Family Residence | Yes | Unknown | No
60 | 6120 TOPSAIL RD |  | No | No | Non-Lead - Plastic | Don't know | EST 1985- 2000 | 3/4 | Field inspection only with no records | No | Visual inspection at the meter pit |  |  | Non-Lead - Plastic | 1985-2000 | 3/4 | Field inspection only with no records | No | Visual inspection at the meter pit |  |  | Unknown | Don't Know | Don't Know | No Lead identified | Single Family Residence | Yes | Unknown | No
61 | 5201 GREENS DR |  | No | No | Non-Lead - Plastic | Don't know | EST 1985- 2000 | 3/4 | Field inspection only with no records | No | Visual inspection at the meter pit |  |  | Non-Lead - Plastic | 1985-2000 | 3/4 | Field inspection only with no records | No | Visual inspection at the meter pit |  |  | Unknown | Don't Know | Don't Know | No Lead identified | Single Family Residence | Yes | Unknown | No
62 | 39435 TREELINE DR |  | No | No | Non-Lead - Plastic | Don't know | EST 1985- 2000 | 3/4 | Field inspection only with no records | No | Visual inspection at the meter pit |  |  | Non-Lead - Plastic | 1985-2000 | 3/4 | Field inspection only with no records | No | Visual inspection at the meter pit |  |  | Unknown | Don't Know | Don't Know | No Lead identified | Single Family Residence | Yes | Unknown | No
63 | 39419 TREELINE DR |  | No | No | Non-Lead - Plastic | Don't know | EST 1985- 2000 | 3/4 | Field inspection only with no records | No | Visual inspection at the meter pit |  |  | Non-Lead - Plastic | 1985-2000 | 3/4 | Field inspection only with no records | No | Visual inspection at the meter pit |  |  | Unknown | Don't Know | Don't Know | No Lead identified | Single Family Residence | Yes | Unknown | No
64 | 39407 TREELINE DR |  | No | No | Non-Lead - Plastic | Don't know | EST 1985- 2000 | 3/4 | Field inspection only with no records | No | Visual inspection at the meter pit |  |  | Non-Lead - Plastic | 1985-2000 | 3/4 | Field inspection only with no records | No | Visual inspection at the meter pit |  |  | Unknown | Don't Know | Don't Know | No Lead identified | Single Family Residence | Yes | Unknown | No
65 | 39331 TREELINE DR |  | No | No | Non-Lead - Plastic | Don't know | EST 1985- 2000 | 3/4 | Field inspection only with no records | No | Visual inspection at the meter pit |  |  | Non-Lead - Plastic | 1985-2000 | 3/4 | Field inspection only with no records | No | Visual inspection at the meter pit |  |  | Unknown | Don't Know | Don't Know | No Lead identified | Single Family Residence | Yes | Unknown | No
66 | 5321 GREENS DR |  | No | No | Non-Lead - Plastic | Don't know | EST 1985- 2000 | 3/4 | Field inspection only with no records | No | Visual inspection at the meter pit |  |  | Non-Lead - Plastic | 1985-2000 | 3/4 | Field inspection only with no records | No | Visual inspection at the meter pit |  |  | Unknown | Don't Know | Don't Know | No Lead identified | Single Family Residence | Yes | Unknown | No
67 | 5309 GREENS DR |  | No | No | Non-Lead - Plastic | Don't know | EST 1985- 2000 | 3/4 | Field inspection only with no records | No | Visual inspection at the meter pit |  |  | Non-Lead - Plastic | 1985-2000 | 3/4 | Field inspection only with no records | No | Visual inspection at the meter pit |  |  | Unknown | Don't Know | Don't Know | No Lead identified | Single Family Residence | Yes | Unknown | No
68 | 5005 HARBOR HTS |  | No | No | Non-Lead - Plastic | Don't know | EST 1985- 2000 | 3/4 | Field inspection only with no records | No | Visual inspection at the meter pit |  |  | Non-Lead - Plastic | 1985-2000 | 3/4 | Field inspection only with no records | No | Visual inspection at the meter pit |  |  | Unknown | Don't Know | Don't Know | No Lead identified | Single Family Residence | Yes | Unknown | No
69 | 5009 HARBOR HTS |  | No | No | Non-Lead - Plastic | Don't know | EST 1985- 2000 | 3/4 | Field inspection only with no records | No | Visual inspection at the meter pit |  |  | Non-Lead - Plastic | 1985-2000 | 3/4 | Field inspection only with no records | No | Visual inspection at the meter pit |  |  | Unknown | Don't Know | Don't Know | No Lead identified | Single Family Residence | Yes | Unknown | No
70 | 5013 HARBOR HTS |  | No | No | Non-Lead - Plastic | Don't know | EST 1985- 2000 | 3/4 | Field inspection only with no records | No | Visual inspection at the meter pit |  |  | Non-Lead - Plastic | 1985-2000 | 3/4 | Field inspection only with no records | No | Visual inspection at the meter pit |  |  | Unknown | Don't Know | Don't Know | No Lead identified | Single Family Residence | Yes | Unknown | No
71 | 5017 HARBOR HTS |  | No | No | Non-Lead - Plastic | Don't know | EST 1985- 2000 | 3/4 | Field inspection only with no records | No | Visual inspection at the meter pit |  |  | Non-Lead - Plastic | 1985-2000 | 3/4 | Field inspection only with no records | No | Visual inspection at the meter pit |  |  | Unknown | Don't Know | Don't Know | No Lead identified | Single Family Residence | Yes | Unknown | No
72 | 5021 HARBOR HTS |  | No | No | Non-Lead - Plastic | Don't know | EST 1985- 2000 | 3/4 | Field inspection only with no records | No | Visual inspection at the meter pit |  |  | Non-Lead - Plastic | 1985-2000 | 3/4 | Field inspection only with no records | No | Visual inspection at the meter pit |  |  | Unknown | Don't Know | Don't Know | No Lead identified | Single Family Residence | Yes | Unknown | No
73 | 5033 HARBOR HTS |  | No | No | Non-Lead - Plastic | Don't know | EST 1985- 2000 | 3/4 | Field inspection only with no records | No | Visual inspection at the meter pit |  |  | Non-Lead - Plastic | 1985-2000 | 3/4 | Field inspection only with no records | No | Visual inspection at the meter pit |  |  | Unknown | Don't Know | Don't Know | No Lead identified | Single Family Residence | Yes | Unknown | No
74 | 5037 HARBOR HTS |  | No | No | Non-Lead - Plastic | Don't know | EST 1985- 2000 | 3/4 | Field inspection only with no records | No | Visual inspection at the meter pit |  |  | Non-Lead - Plastic | 1985-2000 | 3/4 | Field inspection only with no records | No | Visual inspection at the meter pit |  |  | Unknown | Don't Know | Don't Know | No Lead identified | Single Family Residence | Yes | Unknown | No
75 | 5041 HARBOR HTS |  | No | No | Non-Lead - Plastic | Don't know | EST 1985- 2000 | 3/4 | Field inspection only with no records | No | Visual inspection at the meter pit |  |  | Non-Lead - Plastic | 1985-2000 | 3/4 | Field inspection only with no records | No | Visual inspection at the meter pit |  |  | Unknown | Don't Know | Don't Know | No Lead identified | Single Family Residence | Yes | Unknown | No
76 | 5045 HARBOR HTS |  | No | No | Non-Lead - Plastic | Don't know | EST 1985- 2000 | 3/4 | Field inspection only with no records | No | Visual inspection at the meter pit |  |  | Non-Lead - Plastic | 1985-2000 | 3/4 | Field inspection only with no records | No | Visual inspection at the meter pit |  |  | Unknown | Don't Know | Don't Know | No Lead identified | Single Family Residence | Yes | Unknown | No
77 | 39814 GROVE HTS |  | No | No | Non-Lead - Plastic | Don't know | EST 1985- 2000 | 3/4 | Field inspection only with no records | No | Visual inspection at the meter pit |  |  | Non-Lead - Plastic | 1985-2000 | 3/4 | Field inspection only with no records | No | Visual inspection at the meter pit |  |  | Unknown | Don't Know | Don't Know | No Lead identified | Single Family Residence | Yes | Unknown | No
78 | 39820 GROVE HTS |  | No | No | Non-Lead - Plastic | Don't know | EST 1985- 2000 | 3/4 | Field inspection only with no records | No | Visual inspection at the meter pit |  |  | Non-Lead - Plastic | 1985-2000 | 3/4 | Field inspection only with no records | No | Visual inspection at the meter pit |  |  | Unknown | Don't Know | Don't Know | No Lead identified | Single Family Residence | Yes | Unknown | No
79 | 39824 GROVE HTS |  | No | No | Non-Lead - Plastic | Don't know | EST 1985- 2000 | 3/4 | Field inspection only with no records | No | Visual inspection at the meter pit |  |  | Non-Lead - Plastic | 1985-2000 | 3/4 | Field inspection only with no records | No | Visual inspection at the meter pit |  |  | Unknown | Don't Know | Don't Know | No Lead identified | Single Family Residence | Yes | Unknown | No
80 | 39828 GROVE HTS |  | No | No | Non-Lead - Plastic | Don't know | EST 1985- 2000 | 3/4 | Field inspection only with no records | No | Visual inspection at the meter pit |  |  | Non-Lead - Plastic | 1985-2000 | 3/4 | Field inspection only with no records | No | Visual inspection at the meter pit |  |  | Unknown | Don't Know | Don't Know | No Lead identified | Single Family Residence | Yes | Unknown | No
81 | 39832 GROVE HTS |  | No | No | Non-Lead - Plastic | Don't know | EST 1985- 2000 | 3/4 | Field inspection only with no records | No | Visual inspection at the meter pit |  |  | Non-Lead - Plastic | 1985-2000 | 3/4 | Field inspection only with no records | No | Visual inspection at the meter pit |  |  | Unknown | Don't Know | Don't Know | No Lead identified | Single Family Residence | Yes | Unknown | No
82 | 39836 GROVE HTS |  | No | No | Non-Lead - Plastic | Don't know | EST 1985- 2000 | 3/4 | Field inspection only with no records | No | Visual inspection at the meter pit |  |  | Non-Lead - Plastic | 1985-2000 | 3/4 | Field inspection only with no records | No | Visual inspection at the meter pit |  |  | Unknown | Don't Know | Don't Know | No Lead identified | Single Family Residence | Yes | Unknown | No
83 | 39801 GROVE HTS |  | No | No | Non-Lead - Plastic | Don't know | EST 1985- 2000 | 3/4 | Field inspection only with no records | No | Visual inspection at the meter pit |  |  | Non-Lead - Plastic | 1985-2000 | 3/4 | Field inspection only with no records | No | Visual inspection at the meter pit |  |  | Unknown | Don't Know | Don't Know | No Lead identified | Single Family Residence | Yes | Unknown | No
84 | 39807 GROVE HTS |  | No | No | Non-Lead - Plastic | Don't know | EST 1985- 2000 | 3/4 | Field inspection only with no records | No | Visual inspection at the meter pit |  |  | Non-Lead - Plastic | 1985-2000 | 3/4 | Field inspection only with no records | No | Visual inspection at the meter pit |  |  | Unknown | Don't Know | Don't Know | No Lead identified | Single Family Residence | Yes | Unknown | No
85 | 39811 GROVE HTS |  | No | No | Non-Lead - Plastic | Don't know | EST 1985- 2000 | 3/4 | Field inspection only with no records | No | Visual inspection at the meter pit |  |  | Non-Lead - Plastic | 1985-2000 | 3/4 | Field inspection only with no records | No | Visual inspection at the meter pit |  |  | Unknown | Don't Know | Don't Know | No Lead identified | Single Family Residence | Yes | Unknown | No
86 | 39815 GROVE HTS |  | No | No | Non-Lead - Plastic | Don't know | EST 1985- 2000 | 3/4 | Field inspection only with no records | No | Visual inspection at the meter pit |  |  | Non-Lead - Plastic | 1985-2000 | 3/4 | Field inspection only with no records | No | Visual inspection at the meter pit |  |  | Unknown | Don't Know | Don't Know | No Lead identified | Single Family Residence | Yes | Unknown | No
87 | 39819 GROVE HTS |  | No | No | Non-Lead - Plastic | Don't know | EST 1985- 2000 | 3/4 | Field inspection only with no records | No | Visual inspection at the meter pit |  |  | Non-Lead - Plastic | 1985-2000 | 3/4 | Field inspection only with no records | No | Visual inspection at the meter pit |  |  | Unknown | Don't Know | Don't Know | No Lead identified | Single Family Residence | Yes | Unknown | No
88 | 39823 GROVE HTS |  | No | No | Non-Lead - Plastic | Don't know | EST 1985- 2000 | 3/4 | Field inspection only with no records | No | Visual inspection at the meter pit |  |  | Non-Lead - Plastic | 1985-2000 | 3/4 | Field inspection only with no records | No | Visual inspection at the meter pit |  |  | Unknown | Don't Know | Don't Know | No Lead identified | Single Family Residence | Yes | Unknown | No
89 | 39831 GROVE HTS |  | No | No | Non-Lead - Plastic | Don't know | EST 1985- 2000 | 3/4 | Field inspection only with no records | No | Visual inspection at the meter pit |  |  | Non-Lead - Plastic | 1985-2000 | 3/4 | Field inspection only with no records | No | Visual inspection at the meter pit |  |  | Unknown | Don't Know | Don't Know | No Lead identified | Single Family Residence | Yes | Unknown | No
90 | 39827 GROVE HTS |  | No | No | Non-Lead - Plastic | Don't know | EST 1985- 2000 | 3/4 | Field inspection only with no records | No | Visual inspection at the meter pit |  |  | Non-Lead - Plastic | 1985-2000 | 3/4 | Field inspection only with no records | No | Visual inspection at the meter pit |  |  | Unknown | Don't Know | Don't Know | No Lead identified | Single Family Residence | Yes | Unknown | No
91 | 39835 GROVE HTS |  | No | No | Non-Lead - Plastic | Don't know | EST 1985- 2000 | 3/4 | Field inspection only with no records | No | Visual inspection at the meter pit |  |  | Non-Lead - Plastic | 1985-2000 | 3/4 | Field inspection only with no records | No | Visual inspection at the meter pit |  |  | Unknown | Don't Know | Don't Know | No Lead identified | Single Family Residence | Yes | Unknown | No
92 | 39839 GROVE HTS |  | No | No | Non-Lead - Plastic | Don't know | EST 1985- 2000 | 3/4 | Field inspection only with no records | No | Visual inspection at the meter pit |  |  | Non-Lead - Plastic | 1985-2000 | 3/4 | Field inspection only with no records | No | Visual inspection at the meter pit |  |  | Unknown | Don't Know | Don't Know | No Lead identified | Single Family Residence | Yes | Unknown | No
93 | 39843 GROVE HTS |  | No | No | Non-Lead - Plastic | Don't know | EST 1985- 2000 | 3/4 | Field inspection only with no records | No | Visual inspection at the meter pit |  |  | Non-Lead - Plastic | 1985-2000 | 3/4 | Field inspection only with no records | No | Visual inspection at the meter pit |  |  | Unknown | Don't Know | Don't Know | No Lead identified | Single Family Residence | Yes | Unknown | No
94 | 39847 GROVE HTS |  | No | No | Non-Lead - Plastic | Don't know | EST 1985- 2000 | 3/4 | Field inspection only with no records | No | Visual inspection at the meter pit |  |  | Non-Lead - Plastic | 1985-2000 | 3/4 | Field inspection only with no records | No | Visual inspection at the meter pit |  |  | Unknown | Don't Know | Don't Know | No Lead identified | Single Family Residence | Yes | Unknown | No
95 | 39851 GROVE HTS |  | No | No | Non-Lead - Plastic | Don't know | EST 1985- 2000 | 3/4 | Field inspection only with no records | No | Visual inspection at the meter pit |  |  | Non-Lead - Plastic | 1985-2000 | 3/4 | Field inspection only with no records | No | Visual inspection at the meter pit |  |  | Unknown | Don't Know | Don't Know | No Lead identified | Single Family Residence | Yes | Unknown | No
96 | 39525 GROVE HTS |  | No | No | Non-Lead - Plastic | Don't know | EST 1985- 2000 | 3/4 | Field inspection only with no records | No | Visual inspection at the meter pit |  |  | Non-Lead - Plastic | 1985-2000 | 3/4 | Field inspection only with no records | No | Visual inspection at the meter pit |  |  | Unknown | Don't Know | Don't Know | No Lead identified | Single Family Residence | Yes | Unknown | No
97 | 39533 GROVE HTS |  | No | No | Non-Lead - Plastic | Don't know | EST 1985- 2000 | 3/4 | Field inspection only with no records | No | Visual inspection at the meter pit |  |  | Non-Lead - Plastic | 1985-2000 | 3/4 | Field inspection only with no records | No | Visual inspection at the meter pit |  |  | Unknown | Don't Know | Don't Know | No Lead identified | Single Family Residence | Yes | Unknown | No
98 | 39541 GROVE HTS |  | No | No | Non-Lead - Plastic | Don't know | EST 1985- 2000 | 3/4 | Field inspection only with no records | No | Visual inspection at the meter pit |  |  | Non-Lead - Plastic | 1985-2000 | 3/4 | Field inspection only with no records | No | Visual inspection at the meter pit |  |  | Unknown | Don't Know | Don't Know | No Lead identified | Single Family Residence | Yes | Unknown | No
99 | 39549 GROVE HTS |  | No | No | Non-Lead - Plastic | Don't know | EST 1985- 2000 | 3/4 | Field inspection only with no records | No | Visual inspection at the meter pit |  |  | Non-Lead - Plastic | 1985-2000 | 3/4 | Field inspection only with no records | No | Visual inspection at the meter pit |  |  | Unknown | Don't Know | Don't Know | No Lead identified | Single Family Residence | Yes | Unknown | No
100 | 39603 GROVE HTS |  | No | No | Non-Lead - Plastic | Don't know | EST 1985- 2000 | 3/4 | Field inspection only with no records | No | Visual inspection at the meter pit |  |  | Non-Lead - Plastic | 1985-2000 | 3/4 | Field inspection only with no records | No | Visual inspection at the meter pit |  |  | Unknown | Don't Know | Don't Know | No Lead identified | Single Family Residence | Yes | Unknown | No
101 | 5719 CRESTVIEW DR |  | No | No | Non-Lead - Plastic | Don't know | EST 1985- 2000 | 3/4 | Field inspection only with no records | No | Visual inspection at the meter pit |  |  | Non-Lead - Plastic | 1985-2000 | 3/4 | Field inspection only with no records | No | Visual inspection at the meter pit |  |  | Unknown | Don't Know | Don't Know | No Lead identified | Single Family Residence | Yes | Unknown | No
102 | 5715 CRESTVIEW DR |  | No | No | Non-Lead - Plastic | Don't know | EST 1985- 2000 | 3/4 | Field inspection only with no records | No | Visual inspection at the meter pit |  |  | Non-Lead - Plastic | 1985-2000 | 3/4 | Field inspection only with no records | No | Visual inspection at the meter pit |  |  | Unknown | Don't Know | Don't Know | No Lead identified | Single Family Residence | Yes | Unknown | No
103 | 39551 CREST CT |  | No | No | Non-Lead - Plastic | Don't know | EST 1985- 2000 | 3/4 | Field inspection only with no records | No | Visual inspection at the meter pit |  |  | Non-Lead - Plastic | 1985-2000 | 3/4 | Field inspection only with no records | No | Visual inspection at the meter pit |  |  | Unknown | Don't Know | Don't Know | No Lead identified | Single Family Residence | Yes | Unknown | No
104 | 39550 CREST CT |  | No | No | Non-Lead - Plastic | Don't know | EST 1985- 2000 | 3/4 | Field inspection only with no records | No | Visual inspection at the meter pit |  |  | Non-Lead - Plastic | 1985-2000 | 3/4 | Field inspection only with no records | No | Visual inspection at the meter pit |  |  | Unknown | Don't Know | Don't Know | No Lead identified | Single Family Residence | Yes | Unknown | No
105 | 39548 CREST CT |  | No | No | Non-Lead - Plastic | Don't know | EST 1985- 2000 | 3/4 | Field inspection only with no records | No | Visual inspection at the meter pit |  |  | Non-Lead - Plastic | 1985-2000 | 3/4 | Field inspection only with no records | No | Visual inspection at the meter pit |  |  | Unknown | Don't Know | Don't Know | No Lead identified | Single Family Residence | Yes | Unknown | No
106 | 39546 CREST CT |  | No | No | Non-Lead - Plastic | Don't know | EST 1985- 2000 | 3/4 | Field inspection only with no records | No | Visual inspection at the meter pit |  |  | Non-Lead - Plastic | 1985-2000 | 3/4 | Field inspection only with no records | No | Visual inspection at the meter pit |  |  | Unknown | Don't Know | Don't Know | No Lead identified | Single Family Residence | Yes | Unknown | No
107 | 5705 CRESTVIEW DR |  | No | No | Non-Lead - Plastic | Don't know | EST 1985- 2000 | 3/4 | Field inspection only with no records | No | Visual inspection at the meter pit |  |  | Non-Lead - Plastic | 1985-2000 | 3/4 | Field inspection only with no records | No | Visual inspection at the meter pit |  |  | Unknown | Don't Know | Don't Know | No Lead identified | Single Family Residence | Yes | Unknown | No
108 | 39439 HARBOR HILLS BLVD |  | No | No | Non-Lead - Plastic | Don't know | EST 1985- 2000 | 3/4 | Field inspection only with no records | Yes | Visual inspection at the meter pit |  |  | Non-Lead - Plastic | 1985-2000 | 3/4 | Field inspection only with no records | No | Visual inspection at the meter pit |  |  | Unknown | Don't Know | Don't Know | No Lead identified | Single Family Residence | Yes | Unknown | No
109 | 39433 HARBOR HILLS BLVD |  | No | No | Non-Lead - Plastic | Don't know | EST 1985- 2000 | 3/4 | Field inspection only with no records | Yes | Visual inspection at the meter pit |  |  | Non-Lead - Plastic | 1985-2000 | 3/4 | Field inspection only with no records | No | Visual inspection at the meter pit |  |  | Unknown | Don't Know | Don't Know | No Lead identified | Single Family Residence | Yes | Unknown | No
110 | 39425 HARBOR HILLS BLVD |  | No | No | Non-Lead - Plastic | Don't know | EST 1985- 2000 | 3/4 | Field inspection only with no records | Yes | Visual inspection at the meter pit |  |  | Non-Lead - Plastic | 1985-2000 | 3/4 | Field inspection only with no records | Yes | Visual inspection at the meter pit |  |  | Non-Lead | Don't Know | Don't Know | No Lead identified | Single Family Residence | Yes | Unknown | No
111 | 39419 HARBOR HILLS BLVD |  | No | No | Non-Lead - Plastic | Don't know | EST 1985- 2000 | 3/4 | Field inspection only with no records | Yes | Visual inspection at the meter pit |  |  | Non-Lead - Plastic | 1985-2000 | 3/4 | Field inspection only with no records | Yes | Visual inspection at the meter pit |  |  | Non-Lead | Don't Know | No | No Lead identified | Single Family Residence | Yes | Unknown | No
112 | 39407 HARBOR HILLS BLVD |  | No | No | Non-Lead - Plastic | Don't know | EST 1985- 2000 | 3/4 | Field inspection only with no records | Yes | Visual inspection at the meter pit |  |  | Non-Lead - Plastic | 1985-2000 | 3/4 | Field inspection only with no records | Yes | Visual inspection at the meter pit |  |  | Non-Lead | Don't Know | No | No Lead identified | Single Family Residence | Yes | Unknown | No
113 | 39351 HARBOR HILLS BLVD |  | No | No | Non-Lead - Plastic | Don't know | EST 1985- 2000 | 3/4 | Field inspection only with no records | Yes | Visual inspection at the meter pit |  |  | Non-Lead - Plastic | 1985-2000 | 3/4 | Field inspection only with no records | Yes | Visual inspection at the meter pit |  |  | Non-Lead | Don't Know | No | No Lead identified | Single Family Residence | Yes | Unknown | No
114 | 39343 HARBOR HILLS BLVD |  | No | No | Non-Lead - Plastic | Don't know | EST 1985- 2000 | 3/4 | Field inspection only with no records | Yes | Visual inspection at the meter pit |  |  | Non-Lead - Plastic | 1985-2000 | 3/4 | Field inspection only with no records | Yes | Visual inspection at the meter pit |  |  | Non-Lead | Don't Know | No | No Lead identified | Single Family Residence | Yes | Unknown | No
115 | 39335 HARBOR HILLS BLVD |  | No | No | Non-Lead - Plastic | Don't know | EST 1985- 2000 | 3/4 | Field inspection only with no records | Yes | Visual inspection at the meter pit |  |  | Non-Lead - Plastic | 1985-2000 | 3/4 | Field inspection only with no records | Yes | Visual inspection at the meter pit |  |  | Unknown | Don't Know | Don't Know | No Lead identified | Single Family Residence | Yes | Unknown | No
116 | 5521 CITATION CT |  | No | No | Non-Lead - Plastic | Don't know | EST 1985- 2000 | 3/4 | Field inspection only with no records | No | Visual inspection at the meter pit |  |  | Non-Lead - Plastic | 1985-2000 | 3/4 | Field inspection only with no records | No | Visual inspection at the meter pit |  |  | Unknown | Don't Know | Don't Know | No Lead identified | Single Family Residence | Yes | Unknown | No
117 | 5515 CITATION CT |  | No | No | Non-Lead - Plastic | Don't know | EST 1985- 2000 | 3/4 | Field inspection only with no records | No | Visual inspection at the meter pit |  |  | Non-Lead - Plastic | 1985-2000 | 3/4 | Field inspection only with no records | No | Visual inspection at the meter pit |  |  | Unknown | Don't Know | Don't Know | No Lead identified | Single Family Residence | Yes | Unknown | No
118 | 5500 CITATION CT |  | No | No | Non-Lead - Plastic | Don't know | EST 1985- 2000 | 3/4 | Field inspection only with no records | No | Visual inspection at the meter pit |  |  | Non-Lead - Plastic | 1985-2000 | 3/4 | Field inspection only with no records | No | Visual inspection at the meter pit |  |  | Unknown | Don't Know | Don't Know | No Lead identified | Single Family Residence | Yes | Unknown | No
119 | 5506 CITATION CT |  | No | No | Non-Lead - Plastic | Don't know | EST 1985- 2000 | 3/4 | Field inspection only with no records | No | Visual inspection at the meter pit |  |  | Non-Lead - Plastic | 1985-2000 | 3/4 | Field inspection only with no records | No | Visual inspection at the meter pit |  |  | Unknown | Don't Know | Don't Know | No Lead identified | Single Family Residence | Yes | Unknown | No
120 | 5512 CITATION CT |  | No | No | Non-Lead - Plastic | Don't know | EST 1985- 2000 | 3/4 | Field inspection only with no records | No | Visual inspection at the meter pit |  |  | Non-Lead - Plastic | 1985-2000 | 3/4 | Field inspection only with no records | No | Visual inspection at the meter pit |  |  | Unknown | Don't Know | Don't Know | No Lead identified | Single Family Residence | Yes | Unknown | No
121 | 5520 CITATION CT |  | No | No | Non-Lead - Plastic | Don't know | EST 1985- 2000 | 3/4 | Field inspection only with no records | No | Visual inspection at the meter pit |  |  | Non-Lead - Plastic | 1985-2000 | 3/4 | Field inspection only with no records | No | Visual inspection at the meter pit |  |  | Unknown | Don't Know | Don't Know | No Lead identified | Single Family Residence | Yes | Unknown | No
122 | 5534 CITATION CT |  | No | No | Non-Lead - Plastic | Don't know | EST 1985- 2000 | 3/4 | Field inspection only with no records | No | Visual inspection at the meter pit |  |  | Non-Lead - Plastic | 1985-2000 | 3/4 | Field inspection only with no records | No | Visual inspection at the meter pit |  |  | Unknown | Don't Know | Don't Know | No Lead identified | Single Family Residence | Yes | Unknown | No
123 | 39139 HARBOR HILLS BLVD |  | No | No | Non-Lead - Plastic | Don't know | EST 1985- 2000 | 3/4 | Field inspection only with no records | Yes | Visual inspection at the meter pit |  |  | Non-Lead - Plastic | 1985-2000 | 3/4 | Field inspection only with no records | Yes | Visual inspection at the meter pit |  |  | Non-Lead | No | No | No Lead identified | Single Family Residence | Yes | Unknown | No
124 | 39127 HARBOR HILLS BLVD |  | No | No | Non-Lead - Plastic | Don't know | EST 1985- 2000 | 3/4 | Field inspection only with no records | Yes | Visual inspection at the meter pit |  |  | Non-Lead - Plastic | 1985-2000 | 3/4 | Field inspection only with no records | Yes | Visual inspection at the meter pit |  |  | Non-Lead | No | No | No Lead identified | Single Family Residence | Yes | Unknown | No
125 | 39119 HARBOR HILLS BLVD |  | No | No | Non-Lead - Plastic | Don't know | EST 1985- 2000 | 3/4 | Field inspection only with no records | Yes | Visual inspection at the meter pit |  |  | Non-Lead - Plastic | 1985-2000 | 3/4 | Field inspection only with no records | Yes | Visual inspection at the meter pit |  |  | Non-Lead | No | No | No Lead identified | Single Family Residence | Yes | Unknown | No
126 | 39105 HARBOR HILLS BLVD |  | No | No | Non-Lead - Plastic | Don't know | EST 1985- 2000 | 3/4 | Field inspection only with no records | Yes | Visual inspection at the meter pit |  |  | Non-Lead - Plastic | 1985-2000 | 3/4 | Field inspection only with no records | Yes | Visual inspection at the meter pit |  |  | Non-Lead | No | No | No Lead identified | Single Family Residence | Yes | Unknown | No
127 | 5445 SADDLEBACK CT |  | No | No | Non-Lead - Plastic | Don't know | EST 1985- 2000 | 3/4 | Field inspection only with no records | No | Visual inspection at the meter pit |  |  | Non-Lead - Plastic | 1985-2000 | 3/4 | Field inspection only with no records | No | Visual inspection at the meter pit |  |  | Unknown | Don't Know | Don't Know | No Lead identified | Single Family Residence | Yes | Unknown | No
128 | 5427 SADDLEBACK CT |  | No | No | Non-Lead - Plastic | Don't know | EST 1985- 2000 | 3/4 | Field inspection only with no records | No | Visual inspection at the meter pit |  |  | Non-Lead - Plastic | 1985-2000 | 3/4 | Field inspection only with no records | No | Visual inspection at the meter pit |  |  | Unknown | Don't Know | Don't Know | No Lead identified | Single Family Residence | Yes | Unknown | No
129 | 39100 TREELINE DR |  | No | No | Non-Lead - Plastic | Don't know | EST 1985- 2000 | 3/4 | Field inspection only with no records | No | Visual inspection at the meter pit |  |  | Non-Lead - Plastic | 1985-2000 | 3/4 | Field inspection only with no records | No | Visual inspection at the meter pit |  |  | Unknown | Don't Know | Don't Know | No Lead identified | Single Family Residence | Yes | Unknown | No
130 | 39112 TREELINE DR |  | No | No | Non-Lead - Plastic | Don't know | EST 1985- 2000 | 3/4 | Field inspection only with no records | No | Visual inspection at the meter pit |  |  | Non-Lead - Plastic | 1985-2000 | 3/4 | Field inspection only with no records | No | Visual inspection at the meter pit |  |  | Unknown | Don't Know | Don't Know | No Lead identified | Single Family Residence | Yes | Unknown | No
131 | 39124 TREELINE DR |  | No | No | Non-Lead - Plastic | Don't know | EST 1985- 2000 | 3/4 | Field inspection only with no records | No | Visual inspection at the meter pit |  |  | Non-Lead - Plastic | 1985-2000 | 3/4 | Field inspection only with no records | No | Visual inspection at the meter pit |  |  | Unknown | Don't Know | Don't Know | No Lead identified | Single Family Residence | Yes | Unknown | No
132 | 39150 TREELINE DR |  | No | No | Non-Lead - Plastic | Don't know | EST 1985- 2000 | 3/4 | Field inspection only with no records | No | Visual inspection at the meter pit |  |  | Non-Lead - Plastic | 1985-2000 | 3/4 | Field inspection only with no records | No | Visual inspection at the meter pit |  |  | Unknown | Don't Know | Don't Know | No Lead identified | Single Family Residence | Yes | Unknown | No
133 | 39206 TREELINE DR |  | No | No | Non-Lead - Plastic | Don't know | EST 1985- 2000 | 3/4 | Field inspection only with no records | No | Visual inspection at the meter pit |  |  | Non-Lead - Plastic | 1985-2000 | 3/4 | Field inspection only with no records | No | Visual inspection at the meter pit |  |  | Unknown | Don't Know | Don't Know | No Lead identified | Single Family Residence | Yes | Unknown | No
134 | 39220 TREELINE DR |  | No | No | Non-Lead - Plastic | Don't know | EST 1985- 2000 | 3/4 | Field inspection only with no records | No | Visual inspection at the meter pit |  |  | Non-Lead - Plastic | 1985-2000 | 3/4 | Field inspection only with no records | No | Visual inspection at the meter pit |  |  | Unknown | Don't Know | Don't Know | No Lead identified | Single Family Residence | Yes | Unknown | No
135 | 39220 TREELINE DR |  | No | No | Non-Lead - Plastic | Don't know | EST 1985- 2000 | 3/4 | Field inspection only with no records | No | Visual inspection at the meter pit |  |  | Non-Lead - Plastic | 1985-2000 | 3/4 | Field inspection only with no records | No | Visual inspection at the meter pit |  |  | Unknown | Don't Know | Don't Know | No Lead identified | Single Family Residence | Yes | Unknown | No
136 | 39234 TREELINE DR |  | No | No | Non-Lead - Plastic | Don't know | EST 1985- 2000 | 3/4 | Field inspection only with no records | No | Visual inspection at the meter pit |  |  | Non-Lead - Plastic | 1985-2000 | 3/4 | Field inspection only with no records | No | Visual inspection at the meter pit |  |  | Unknown | Don't Know | Don't Know | No Lead identified | Single Family Residence | Yes | Unknown | No
137 | 39246 TREELINE DR |  | No | No | Non-Lead - Plastic | Don't know | EST 1985- 2000 | 3/4 | Field inspection only with no records | No | Visual inspection at the meter pit |  |  | Non-Lead - Plastic | 1985-2000 | 3/4 | Field inspection only with no records | No | Visual inspection at the meter pit |  |  | Unknown | Don't Know | Don't Know | No Lead identified | Single Family Residence | Yes | Unknown | No
138 | 39308 TREELINE DR |  | No | No | Non-Lead - Plastic | Don't know | EST 1985- 2000 | 3/4 | Field inspection only with no records | No | Visual inspection at the meter pit |  |  | Non-Lead - Plastic | 1985-2000 | 3/4 | Field inspection only with no records | No | Visual inspection at the meter pit |  |  | Unknown | Don't Know | Don't Know | No Lead identified | Single Family Residence | Yes | Unknown | No
139 | 39316 TREELINE DR |  | No | No | Non-Lead - Plastic | Don't know | EST 1985- 2000 | 3/4 | Field inspection only with no records | No | Visual inspection at the meter pit |  |  | Non-Lead - Plastic | 1985-2000 | 3/4 | Field inspection only with no records | No | Visual inspection at the meter pit |  |  | Unknown | Don't Know | Don't Know | No Lead identified | Single Family Residence | Yes | Unknown | No
140 | 39330 TREELINE DR |  | No | No | Non-Lead - Plastic | Don't know | EST 1985- 2000 | 3/4 | Field inspection only with no records | No | Visual inspection at the meter pit |  |  | Non-Lead - Plastic | 1985-2000 | 3/4 | Field inspection only with no records | No | Visual inspection at the meter pit |  |  | Unknown | Don't Know | Don't Know | No Lead identified | Single Family Residence | Yes | Unknown | No
141 | 39336 TREELINE DR |  | No | No | Non-Lead - Plastic | Don't know | EST 1985- 2000 | 3/4 | Field inspection only with no records | No | Visual inspection at the meter pit |  |  | Non-Lead - Plastic | 1985-2000 | 3/4 | Field inspection only with no records | No | Visual inspection at the meter pit |  |  | Unknown | Don't Know | Don't Know | No Lead identified | Single Family Residence | Yes | Unknown | No
142 | 39346 TREELINE DR |  | No | No | Non-Lead - Plastic | Don't know | EST 1985- 2000 | 3/4 | Field inspection only with no records | No | Visual inspection at the meter pit |  |  | Non-Lead - Plastic | 1985-2000 | 3/4 | Field inspection only with no records | No | Visual inspection at the meter pit |  |  | Unknown | Don't Know | Don't Know | No Lead identified | Single Family Residence | Yes | Unknown | No
143 | 39400 TREELINE DR |  | No | No | Non-Lead - Plastic | Don't know | EST 1985- 2000 | 3/4 | Field inspection only with no records | No | Visual inspection at the meter pit |  |  | Non-Lead - Plastic | 1985-2000 | 3/4 | Field inspection only with no records | No | Visual inspection at the meter pit |  |  | Unknown | Don't Know | Don't Know | No Lead identified | Single Family Residence | Yes | Unknown | No
144 | 39410 TREELINE DR |  | No | No | Non-Lead - Plastic | Don't know | EST 1985- 2000 | 3/4 | Field inspection only with no records | No | Visual inspection at the meter pit |  |  | Non-Lead - Plastic | 1985-2000 | 3/4 | Field inspection only with no records | No | Visual inspection at the meter pit |  |  | Unknown | Don't Know | Don't Know | No Lead identified | Single Family Residence | Yes | Unknown | No
145 | 39420 TREELINE DR |  | No | No | Non-Lead - Plastic | Don't know | EST 1985- 2000 | 3/4 | Field inspection only with no records | No | Visual inspection at the meter pit |  |  | Non-Lead - Plastic | 1985-2000 | 3/4 | Field inspection only with no records | No | Visual inspection at the meter pit |  |  | Unknown | Don't Know | Don't Know | No Lead identified | Single Family Residence | Yes | Unknown | No
146 | 5235 GREENS DR |  | No | No | Non-Lead - Plastic | Don't know | EST 1985- 2000 | 3/4 | Field inspection only with no records | No | Visual inspection at the meter pit |  |  | Non-Lead - Plastic | 1985-2000 | 3/4 | Field inspection only with no records | No | Visual inspection at the meter pit |  |  | Unknown | Don't Know | Don't Know | No Lead identified | Single Family Residence | Yes | Unknown | No
147 | 5217 GREENS DR |  | No | No | Non-Lead - Plastic | Don't know | EST 1985- 2000 | 3/4 | Field inspection only with no records | No | Visual inspection at the meter pit |  |  | Non-Lead - Plastic | 1985-2000 | 3/4 | Field inspection only with no records | No | Visual inspection at the meter pit |  |  | Unknown | Don't Know | Don't Know | No Lead identified | Single Family Residence | Yes | Unknown | No
148 | 5233 FOUNTAIN WALK |  | No | No | Non-Lead - Plastic | Don't know | EST 1985- 2000 | 3/4 | Field inspection only with no records | No | Visual inspection at the meter pit |  |  | Non-Lead - Plastic | 1985-2000 | 3/4 | Field inspection only with no records | No | Visual inspection at the meter pit |  |  | Unknown | Don't Know | Don't Know | No Lead identified | Single Family Residence | Yes | Unknown | No
149 | 5237 FOUNTAIN WALK |  | No | No | Non-Lead - Plastic | Don't know | EST 1985- 2000 | 3/4 | Field inspection only with no records | No | Visual inspection at the meter pit |  |  | Non-Lead - Plastic | 1985-2000 | 3/4 | Field inspection only with no records | No | Visual inspection at the meter pit |  |  | Unknown | Don't Know | Don't Know | No Lead identified | Single Family Residence | Yes | Unknown | No
150 | 5232 ISLAND TER |  | No | No | Non-Lead - Plastic | Don't know | EST 1985- 2000 | 3/4 | Field inspection only with no records | No | Visual inspection at the meter pit |  |  | Non-Lead - Plastic | 1985-2000 | 3/4 | Field inspection only with no records | No | Visual inspection at the meter pit |  |  | Unknown | Don't Know | Don't Know | No Lead identified | Single Family Residence | Yes | Unknown | No
151 | 5231 ISLAND TER |  | No | No | Non-Lead - Plastic | Don't know | EST 1985- 2000 | 3/4 | Field inspection only with no records | No | Visual inspection at the meter pit |  |  | Non-Lead - Plastic | 1985-2000 | 3/4 | Field inspection only with no records | No | Visual inspection at the meter pit |  |  | Unknown | Don't Know | Don't Know | No Lead identified | Single Family Residence | Yes | Unknown | No
152 | 5235 ISLAND TER |  | No | No | Non-Lead - Plastic | Don't know | EST 1985- 2000 | 3/4 | Field inspection only with no records | No | Visual inspection at the meter pit |  |  | Non-Lead - Plastic | 1985-2000 | 3/4 | Field inspection only with no records | No | Visual inspection at the meter pit |  |  | Unknown | Don't Know | Don't Know | No Lead identified | Single Family Residence | Yes | Unknown | No
153 | 5239 ISLAND TERRACE CT |  | No | No | Non-Lead - Plastic | Don't know | EST 1985- 2000 | 3/4 | Field inspection only with no records | No | Visual inspection at the meter pit |  |  | Non-Lead - Plastic | 1985-2000 | 3/4 | Field inspection only with no records | No | Visual inspection at the meter pit |  |  | Unknown | Don't Know | Don't Know | No Lead identified | Single Family Residence | Yes | Unknown | No
154 | 38743 LAKEVIEW WALK |  | No | No | Non-Lead - Plastic | Don't know | EST 1985- 2000 | 3/4 | Field inspection only with no records | No | Visual inspection at the meter pit |  |  | Non-Lead - Plastic | 1985-2000 | 3/4 | Field inspection only with no records | No | Visual inspection at the meter pit |  |  | Unknown | Don't Know | Don't Know | No Lead identified | Single Family Residence | Yes | Unknown | No
155 | 38747 LAKEVIEW WALK |  | No | No | Non-Lead - Plastic | Don't know | EST 1985- 2000 | 3/4 | Field inspection only with no records | No | Visual inspection at the meter pit |  |  | Non-Lead - Plastic | 1985-2000 | 3/4 | Field inspection only with no records | No | Visual inspection at the meter pit |  |  | Unknown | Don't Know | Don't Know | No Lead identified | Single Family Residence | Yes | Unknown | No
156 | 38751 LAKEVIEW WALK |  | No | No | Non-Lead - Plastic | Don't know | EST 1985- 2000 | 3/4 | Field inspection only with no records | No | Visual inspection at the meter pit |  |  | Non-Lead - Plastic | 1985-2000 | 3/4 | Field inspection only with no records | No | Visual inspection at the meter pit |  |  | Unknown | Don't Know | Don't Know | No Lead identified | Single Family Residence | Yes | Unknown | No
157 | 38752 LAKEVIEW WALK |  | No | No | Non-Lead - Plastic | Don't know | EST 1985- 2000 | 3/4 | Field inspection only with no records | No | Visual inspection at the meter pit |  |  | Non-Lead - Plastic | 1985-2000 | 3/4 | Field inspection only with no records | No | Visual inspection at the meter pit |  |  | Unknown | Don't Know | Don't Know | No Lead identified | Single Family Residence | Yes | Unknown | No
158 | 38748 LAKEVIEW WALK |  | No | No | Non-Lead - Plastic | Don't know | EST 1985- 2000 | 3/4 | Field inspection only with no records | No | Visual inspection at the meter pit |  |  | Non-Lead - Plastic | 1985-2000 | 3/4 | Field inspection only with no records | No | Visual inspection at the meter pit |  |  | Unknown | Don't Know | Don't Know | No Lead identified | Single Family Residence | Yes | Unknown | Yes
159 | 38744 LAKEVIEW WALK |  | No | No | Non-Lead - Plastic | Don't know | EST 1985- 2000 | 3/4 | Field inspection only with no records | No | Visual inspection at the meter pit |  |  | Non-Lead - Plastic | 1985-2000 | 3/4 | Field inspection only with no records | No | Visual inspection at the meter pit |  |  | Unknown | Don't Know | Don't Know | No Lead identified | Single Family Residence | Yes | Unknown | No
160 | 38740 LAKEVIEW WALK |  | No | No | Non-Lead - Plastic | Don't know | EST 1985- 2000 | 3/4 | Field inspection only with no records | No | Visual inspection at the meter pit |  |  | Non-Lead - Plastic | 1985-2000 | 3/4 | Field inspection only with no records | No | Visual inspection at the meter pit |  |  | Unknown | Don't Know | Don't Know | No Lead identified | Single Family Residence | Yes | Unknown | No
162 | 38736 LAKEVIEW WALK |  | No | No | Non-Lead - Plastic | Don't know | EST 1985- 2000 | 3/4 | Field inspection only with no records | No | Visual inspection at the meter pit |  |  | Non-Lead - Plastic | 1985-2000 | 3/4 | Field inspection only with no records | No | Visual inspection at the meter pit |  |  | Unknown | Don't Know | Don't Know | No Lead identified | Single Family Residence | Yes | Unknown | No
163 | 38732 LAKEVIEW WALK |  | No | No | Non-Lead - Plastic | Don't know | EST 1985- 2000 | 3/4 | Field inspection only with no records | No | Visual inspection at the meter pit |  |  | Non-Lead - Plastic | 1985-2000 | 3/4 | Field inspection only with no records | No | Visual inspection at the meter pit |  |  | Unknown | Don't Know | Don't Know | No Lead identified | Single Family Residence | Yes | Unknown | No
164 | 38728 LAKEVIEW WALK |  | No | No | Non-Lead - Plastic | Don't know | EST 1985- 2000 | 3/4 | Field inspection only with no records | No | Visual inspection at the meter pit |  |  | Non-Lead - Plastic | 1985-2000 | 3/4 | Field inspection only with no records | No | Visual inspection at the meter pit |  |  | Unknown | Don't Know | Don't Know | No Lead identified | Single Family Residence | Yes | Unknown | No
165 | 38724 LAKEVIEW WALK |  | No | No | Non-Lead - Plastic | Don't know | EST 1985- 2000 | 3/4 | Field inspection only with no records | No | Visual inspection at the meter pit |  |  | Non-Lead - Plastic | 1985-2000 | 3/4 | Field inspection only with no records | No | Visual inspection at the meter pit |  |  | Unknown | Don't Know | Don't Know | No Lead identified | Single Family Residence | Yes | Unknown | No
166 | 38820 HARBORWOODS PL |  | No | No | Non-Lead - Plastic | Don't know | EST 1985- 2000 | 3/4 | Field inspection only with no records | No | Visual inspection at the meter pit |  |  | Non-Lead - Plastic | 1985-2000 | 3/4 | Field inspection only with no records | No | Visual inspection at the meter pit |  |  | Unknown | Don't Know | Don't Know | No Lead identified | Single Family Residence | Yes | Unknown | No
167 | 38814 HARBORWOODS PL |  | No | No | Non-Lead - Plastic | Don't know | EST 1985- 2000 | 3/4 | Field inspection only with no records | No | Visual inspection at the meter pit |  |  | Non-Lead - Plastic | 1985-2000 | 3/4 | Field inspection only with no records | No | Visual inspection at the meter pit |  |  | Unknown | Don't Know | Don't Know | No Lead identified | Single Family Residence | Yes | Unknown | No
168 | 38806 HARBORWOODS PL |  | No | No | Non-Lead - Plastic | Don't know | EST 1985- 2000 | 3/4 | Field inspection only with no records | No | Visual inspection at the meter pit |  |  | Non-Lead - Plastic | 1985-2000 | 3/4 | Field inspection only with no records | No | Visual inspection at the meter pit |  |  | Unknown | Don't Know | Don't Know | No Lead identified | Single Family Residence | Yes | Unknown | No
169 | 38801 HARBORWOODS PL |  | No | No | Non-Lead - Plastic | Don't know | EST 1985- 2000 | 3/4 | Field inspection only with no records | No | Visual inspection at the meter pit |  |  | Non-Lead - Plastic | 1985-2000 | 3/4 | Field inspection only with no records | No | Visual inspection at the meter pit |  |  | Unknown | Don't Know | Don't Know | No Lead identified | Single Family Residence | Yes | Unknown | No
170 | 38807 HARBORWOODS PL |  | No | No | Non-Lead - Plastic | Don't know | EST 1985- 2000 | 3/4 | Field inspection only with no records | No | Visual inspection at the meter pit |  |  | Non-Lead - Plastic | 1985-2000 | 3/4 | Field inspection only with no records | No | Visual inspection at the meter pit |  |  | Unknown | Don't Know | Don't Know | No Lead identified | Single Family Residence | Yes | Unknown | No
171 | 5700 CRESTVIEW DR |  | No | No | Non-Lead - Plastic | Don't know | EST 1985- 2000 | 3/4 | Field inspection only with no records | No | Visual inspection at the meter pit |  |  | Non-Lead - Plastic | 1985-2000 | 3/4 | Field inspection only with no records | No | Visual inspection at the meter pit |  |  | Unknown | Don't Know | Don't Know | No Lead identified | Single Family Residence | Yes | Unknown | No
172 | 5704 CRESTVIEW DR |  | No | No | Non-Lead - Plastic | Don't know | EST 1985- 2000 | 3/4 | Field inspection only with no records | No | Visual inspection at the meter pit |  |  | Non-Lead - Plastic | 1985-2000 | 3/4 | Field inspection only with no records | No | Visual inspection at the meter pit |  |  | Unknown | Don't Know | Don't Know | No Lead identified | Single Family Residence | Yes | Unknown | No
173 | 5708 CRESTVIEW DR |  | No | No | Non-Lead - Plastic | Don't know | EST 1985- 2000 | 3/4 | Field inspection only with no records | No | Visual inspection at the meter pit |  |  | Non-Lead - Plastic | 1985-2000 | 3/4 | Field inspection only with no records | No | Visual inspection at the meter pit |  |  | Unknown | Don't Know | Don't Know | No Lead identified | Single Family Residence | Yes | Unknown | No
174 | 5712 CRESTVIEW DR |  | No | No | Non-Lead - Plastic | Don't know | EST 1985- 2000 | 3/4 | Field inspection only with no records | No | Visual inspection at the meter pit |  |  | Non-Lead - Plastic | 1985-2000 | 3/4 | Field inspection only with no records | No | Visual inspection at the meter pit |  |  | Unknown | Don't Know | Don't Know | No Lead identified | Single Family Residence | Yes | Unknown | No
175 | 5720 CRESTVIEW DR |  | No | No | Non-Lead - Plastic | Don't know | EST 1985- 2000 | 3/4 | Field inspection only with no records | No | Visual inspection at the meter pit |  |  | Non-Lead - Plastic | 1985-2000 | 3/4 | Field inspection only with no records | No | Visual inspection at the meter pit |  |  | Unknown | Don't Know | Don't Know | No Lead identified | Single Family Residence | Yes | Unknown | No
176 | 5724 CRESTVIEW DR |  | No | No | Non-Lead - Plastic | Don't know | EST 1985- 2000 | 3/4 | Field inspection only with no records | No | Visual inspection at the meter pit |  |  | Non-Lead - Plastic | 1985-2000 | 3/4 | Field inspection only with no records | No | Visual inspection at the meter pit |  |  | Unknown | Don't Know | Don't Know | No Lead identified | Single Family Residence | Yes | Unknown | No
177 | 5728 CRESTVIEW DR |  | No | No | Non-Lead - Plastic | Don't know | EST 1985- 2000 | 3/4 | Field inspection only with no records | No | Visual inspection at the meter pit |  |  | Non-Lead - Plastic | 1985-2000 | 3/4 | Field inspection only with no records | No | Visual inspection at the meter pit |  |  | Unknown | Don't Know | Don't Know | No Lead identified | Single Family Residence | Yes | Unknown | No
178 | 5730 CRESTVIEW DR |  | No | No | Non-Lead - Plastic | Don't know | EST 1985- 2000 | 3/4 | Field inspection only with no records | No | Visual inspection at the meter pit |  |  | Non-Lead - Plastic | 1985-2000 | 3/4 | Field inspection only with no records | No | Visual inspection at the meter pit |  |  | Unknown | Don't Know | Don't Know | No Lead identified | Single Family Residence | Yes | Unknown | No
179 | 5734 CRESTVIEW DR |  | No | No | Non-Lead - Plastic | Don't know | EST 1985- 2000 | 3/4 | Field inspection only with no records | No | Visual inspection at the meter pit |  |  | Non-Lead - Plastic | 1985-2000 | 3/4 | Field inspection only with no records | No | Visual inspection at the meter pit |  |  | Unknown | Don't Know | Don't Know | No Lead identified | Single Family Residence | Yes | Unknown | No
180 | 5738 CRESTVIEW DR |  | No | No | Non-Lead - Plastic | Don't know | EST 1985- 2000 | 3/4 | Field inspection only with no records | No | Visual inspection at the meter pit |  |  | Non-Lead - Plastic | 1985-2000 | 3/4 | Field inspection only with no records | No | Visual inspection at the meter pit |  |  | Unknown | Don't Know | Don't Know | No Lead identified | Single Family Residence | Yes | Unknown | No
181 | 5742 CRESTVIEW DR |  | No | No | Non-Lead - Plastic | Don't know | EST 1985- 2000 | 3/4 | Field inspection only with no records | No | Visual inspection at the meter pit |  |  | Non-Lead - Plastic | 1985-2000 | 3/4 | Field inspection only with no records | No | Visual inspection at the meter pit |  |  | Unknown | Don't Know | Don't Know | No Lead identified | Single Family Residence | Yes | Unknown | No
182 | 5746 CRESTVIEW DR |  | No | No | Non-Lead - Plastic | Don't know | EST 1985- 2000 | 3/4 | Field inspection only with no records | No | Visual inspection at the meter pit |  |  | Non-Lead - Plastic | 1985-2000 | 3/4 | Field inspection only with no records | No | Visual inspection at the meter pit |  |  | Unknown | Don't Know | Don't Know | No Lead identified | Single Family Residence | Yes | Unknown | No
183 | 5750 CRESTVIEW DR |  | No | No | Non-Lead - Plastic | Don't know | EST 1985- 2000 | 3/4 | Field inspection only with no records | No | Visual inspection at the meter pit |  |  | Non-Lead - Plastic | 1985-2000 | 3/4 | Field inspection only with no records | No | Visual inspection at the meter pit |  |  | Unknown | Don't Know | Don't Know | No Lead identified | Single Family Residence | Yes | Unknown | No
184 | 5752 CRESTVIEW DR |  | No | No | Non-Lead - Plastic | Don't know | EST 1985- 2000 | 3/4 | Field inspection only with no records | No | Visual inspection at the meter pit |  |  | Non-Lead - Plastic | 1985-2000 | 3/4 | Field inspection only with no records | No | Visual inspection at the meter pit |  |  | Unknown | Don't Know | Don't Know | No Lead identified | Single Family Residence | Yes | Unknown | No
185 | 5745 CRESTVIEW DR |  | No | No | Non-Lead - Plastic | Don't know | EST 1985- 2000 | 3/4 | Field inspection only with no records | No | Visual inspection at the meter pit |  |  | Non-Lead - Plastic | 1985-2000 | 3/4 | Field inspection only with no records | No | Visual inspection at the meter pit |  |  | Unknown | Don't Know | Don't Know | No Lead identified | Single Family Residence | Yes | Unknown | No
186 | 5739 CRESTVIEW DR |  | No | No | Non-Lead - Plastic | Don't know | EST 1985- 2000 | 3/4 | Field inspection only with no records | No | Visual inspection at the meter pit |  |  | Non-Lead - Plastic | 1985-2000 | 3/4 | Field inspection only with no records | No | Visual inspection at the meter pit |  |  | Unknown | Don't Know | Don't Know | No Lead identified | Single Family Residence | Yes | Unknown | No
187 | 5735 CRESTVIEW DR |  | No | No | Non-Lead - Plastic | Don't know | EST 1985- 2000 | 3/4 | Field inspection only with no records | No | Visual inspection at the meter pit |  |  | Non-Lead - Plastic | 1985-2000 | 3/4 | Field inspection only with no records | No | Visual inspection at the meter pit |  |  | Unknown | Don't Know | Don't Know | No Lead identified | Single Family Residence | Yes | Unknown | No
188 | 5731 CRESTVIEW DR |  | No | No | Non-Lead - Plastic | Don't know | EST 1985- 2000 | 3/4 | Field inspection only with no records | No | Visual inspection at the meter pit |  |  | Non-Lead - Plastic | 1985-2000 | 3/4 | Field inspection only with no records | No | Visual inspection at the meter pit |  |  | Unknown | Don't Know | Don't Know | No Lead identified | Single Family Residence | Yes | Unknown | No
189 | 5729 CRESTVIEW DR |  | No | No | Non-Lead - Plastic | Don't know | EST 1985- 2000 | 3/4 | Field inspection only with no records | No | Visual inspection at the meter pit |  |  | Non-Lead - Plastic | 1985-2000 | 3/4 | Field inspection only with no records | No | Visual inspection at the meter pit |  |  | Unknown | Don't Know | Don't Know | No Lead identified | Single Family Residence | Yes | Unknown | No
190 | 5725 CRESTVIEW DR |  | No | No | Non-Lead - Plastic | Don't know | EST 1985- 2000 | 3/4 | Field inspection only with no records | No | Visual inspection at the meter pit |  |  | Non-Lead - Plastic | 1985-2000 | 3/4 | Field inspection only with no records | No | Visual inspection at the meter pit |  |  | Unknown | Don't Know | Don't Know | No Lead identified | Single Family Residence | Yes | Unknown | No
191 | 5723 CRESTVIEW DR |  | No | No | Non-Lead - Plastic | Don't know | EST 1985- 2000 | 3/4 | Field inspection only with no records | No | Visual inspection at the meter pit |  |  | Non-Lead - Plastic | 1985-2000 | 3/4 | Field inspection only with no records | No | Visual inspection at the meter pit |  |  | Unknown | Don't Know | Don't Know | No Lead identified | Single Family Residence | Yes | Unknown | No
192 | 38920 HARBORWOODS PL |  | No | No | Non-Lead - Plastic | Don't know | EST 1985- 2000 | 3/4 | Field inspection only with no records | No | Visual inspection at the meter pit |  |  | Non-Lead - Plastic | 1985-2000 | 3/4 | Field inspection only with no records | No | Visual inspection at the meter pit |  |  | Unknown | Don't Know | Don't Know | No Lead identified | Single Family Residence | Yes | Unknown | No
193 | 38920 HARBORWOODS PL |  | No | No | Non-Lead - Plastic | Don't know | EST 1985- 2000 | 3/4 | Field inspection only with no records | No | Visual inspection at the meter pit |  |  | Non-Lead - Plastic | 1985-2000 | 3/4 | Field inspection only with no records | No | Visual inspection at the meter pit |  |  | Unknown | Don't Know | Don't Know | No Lead identified | Single Family Residence | Yes | Unknown | No
194 | 38912 HARBORWOODS PL |  | No | No | Non-Lead - Plastic | Don't know | EST 1985- 2000 | 3/4 | Field inspection only with no records | No | Visual inspection at the meter pit |  |  | Non-Lead - Plastic | 1985-2000 | 3/4 | Field inspection only with no records | No | Visual inspection at the meter pit |  |  | Unknown | Don't Know | Don't Know | No Lead identified | Single Family Residence | Yes | Unknown | No
195 | 38904 HARBORWOODS PL |  | No | No | Non-Lead - Plastic | Don't know | EST 1985- 2000 | 3/4 | Field inspection only with no records | No | Visual inspection at the meter pit |  |  | Non-Lead - Plastic | 1985-2000 | 3/4 | Field inspection only with no records | No | Visual inspection at the meter pit |  |  | Unknown | Don't Know | Don't Know | No Lead identified | Single Family Residence | Yes | Unknown | No
196 | 38844 HARBORWOODS PL |  | No | No | Non-Lead - Plastic | Don't know | EST 1985- 2000 | 3/4 | Field inspection only with no records | No | Visual inspection at the meter pit |  |  | Non-Lead - Plastic | 1985-2000 | 3/4 | Field inspection only with no records | No | Visual inspection at the meter pit |  |  | Unknown | Don't Know | Don't Know | No Lead identified | Single Family Residence | Yes | Unknown | No
197 | 38700 LAKEVIEW WALK |  | No | No | Non-Lead - Plastic | Don't know | EST 1985- 2000 | 3/4 | Field inspection only with no records | No | Visual inspection at the meter pit |  |  | Non-Lead - Plastic | 1985-2000 | 3/4 | Field inspection only with no records | No | Visual inspection at the meter pit |  |  | Unknown | Don't Know | Don't Know | No Lead identified | Single Family Residence | Yes | Unknown | No
198 | 38654 LAKEVIEW WALK |  | No | No | Non-Lead - Plastic | Don't know | EST 1985- 2000 | 3/4 | Field inspection only with no records | No | Visual inspection at the meter pit |  |  | Non-Lead - Plastic | 1985-2000 | 3/4 | Field inspection only with no records | No | Visual inspection at the meter pit |  |  | Unknown | Don't Know | Don't Know | No Lead identified | Single Family Residence | Yes | Unknown | No
199 | 38650 LAKEVIEW WALK |  | No | No | Non-Lead - Plastic | Don't know | EST 1985- 2000 | 3/4 | Field inspection only with no records | No | Visual inspection at the meter pit |  |  | Non-Lead - Plastic | 1985-2000 | 3/4 | Field inspection only with no records | No | Visual inspection at the meter pit |  |  | Unknown | Don't Know | Don't Know | No Lead identified | Single Family Residence | Yes | Unknown | No
200 | 38646 LAKEVIEW WALK |  | No | No | Non-Lead - Plastic | Don't know | EST 1985- 2000 | 3/4 | Field inspection only with no records | No | Visual inspection at the meter pit |  |  | Non-Lead - Plastic | 1985-2000 | 3/4 | Field inspection only with no records | No | Visual inspection at the meter pit |  |  | Unknown | Don't Know | Don't Know | No Lead identified | Single Family Residence | Yes | Unknown | No
201 | 38642 LAKEVIEW WALK |  | No | No | Non-Lead - Plastic | Don't know | EST 1985- 2000 | 3/4 | Field inspection only with no records | No | Visual inspection at the meter pit |  |  | Non-Lead - Plastic | 1985-2000 | 3/4 | Field inspection only with no records | No | Visual inspection at the meter pit |  |  | Unknown | Don't Know | Don't Know | No Lead identified | Single Family Residence | Yes | Unknown | No
202 | 38634 LAKEVIEW WALK |  | No | No | Non-Lead - Plastic | Don't know | EST 1985- 2000 | 3/4 | Field inspection only with no records | No | Visual inspection at the meter pit |  |  | Non-Lead - Plastic | 1985-2000 | 3/4 | Field inspection only with no records | No | Visual inspection at the meter pit |  |  | Unknown | Don't Know | Don't Know | No Lead identified | Single Family Residence | Yes | Unknown | No
203 | 38630 LAKEVIEW WALK |  | No | No | Non-Lead - Plastic | Don't know | EST 1985- 2000 | 3/4 | Field inspection only with no records | No | Visual inspection at the meter pit |  |  | Non-Lead - Plastic | 1985-2000 | 3/4 | Field inspection only with no records | No | Visual inspection at the meter pit |  |  | Unknown | Don't Know | Don't Know | No Lead identified | Single Family Residence | Yes | Unknown | No
204 | 38626 LAKEVIEW WALK |  | No | No | Non-Lead - Plastic | Don't know | EST 1985- 2000 | 3/4 | Field inspection only with no records | No | Visual inspection at the meter pit |  |  | Non-Lead - Plastic | 1985-2000 | 3/4 | Field inspection only with no records | No | Visual inspection at the meter pit |  |  | Unknown | Don't Know | Don't Know | No Lead identified | Single Family Residence | Yes | Unknown | No
205 | 38622 LAKEVIEW WALK |  | No | No | Non-Lead - Plastic | Don't know | EST 1985- 2000 | 3/4 | Field inspection only with no records | No | Visual inspection at the meter pit |  |  | Non-Lead - Plastic | 1985-2000 | 3/4 | Field inspection only with no records | No | Visual inspection at the meter pit |  |  | Unknown | Don't Know | Don't Know | No Lead identified | Single Family Residence | Yes | Unknown | No
206 | 38618 LAKEVIEW WALK |  | No | No | Non-Lead - Plastic | Don't know | EST 1985- 2000 | 3/4 | Field inspection only with no records | No | Visual inspection at the meter pit |  |  | Non-Lead - Plastic | 1985-2000 | 3/4 | Field inspection only with no records | No | Visual inspection at the meter pit |  |  | Unknown | Don't Know | Don't Know | No Lead identified | Single Family Residence | Yes | Unknown | No
207 | 38614 LAKEVIEW WALK |  | No | No | Non-Lead - Plastic | Don't know | EST 1985- 2000 | 3/4 | Field inspection only with no records | No | Visual inspection at the meter pit |  |  | Non-Lead - Plastic | 1985-2000 | 3/4 | Field inspection only with no records | No | Visual inspection at the meter pit |  |  | Unknown | Don't Know | Don't Know | No Lead identified | Single Family Residence | Yes | Unknown | No
208 | 38610 LAKEVIEW WALK |  | No | No | Non-Lead - Plastic | Don't know | EST 1985- 2000 | 3/4 | Field inspection only with no records | No | Visual inspection at the meter pit |  |  | Non-Lead - Plastic | 1985-2000 | 3/4 | Field inspection only with no records | No | Visual inspection at the meter pit |  |  | Unknown | Don't Know | Don't Know | No Lead identified | Single Family Residence | Yes | Unknown | No
209 | 38615 LAKEVIEW WALK |  | No | No | Non-Lead - Plastic | Don't know | EST 1985- 2000 | 3/4 | Field inspection only with no records | No | Visual inspection at the meter pit |  |  | Non-Lead - Plastic | 1985-2000 | 3/4 | Field inspection only with no records | No | Visual inspection at the meter pit |  |  | Unknown | Don't Know | Don't Know | No Lead identified | Single Family Residence | Yes | Unknown | No
210 | 38619 LAKEVIEW WALK |  | No | No | Non-Lead - Plastic | Don't know | EST 1985- 2000 | 3/4 | Field inspection only with no records | No | Visual inspection at the meter pit |  |  | Non-Lead - Plastic | 1985-2000 | 3/4 | Field inspection only with no records | No | Visual inspection at the meter pit |  |  | Unknown | Don't Know | Don't Know | No Lead identified | Single Family Residence | Yes | Unknown | No
211 | 38623 LAKEVIEW WALK |  | No | No | Non-Lead - Plastic | Don't know | EST 1985- 2000 | 3/4 | Field inspection only with no records | No | Visual inspection at the meter pit |  |  | Non-Lead - Plastic | 1985-2000 | 3/4 | Field inspection only with no records | No | Visual inspection at the meter pit |  |  | Unknown | Don't Know | Don't Know | No Lead identified | Single Family Residence | Yes | Unknown | No
212 | 5223 HARBOR BLUFF CT |  | No | No | Non-Lead - Plastic | Don't know | EST 1985- 2000 | 3/4 | Field inspection only with no records | No | Visual inspection at the meter pit |  |  | Non-Lead - Plastic | 1985-2000 | 3/4 | Field inspection only with no records | No | Visual inspection at the meter pit |  |  | Unknown | Don't Know | Don't Know | No Lead identified | Single Family Residence | Yes | Unknown | No
213 | 5227 HARBOR BLUFF CT |  | No | No | Non-Lead - Plastic | Don't know | EST 1985- 2000 | 3/4 | Field inspection only with no records | No | Visual inspection at the meter pit |  |  | Non-Lead - Plastic | 1985-2000 | 3/4 | Field inspection only with no records | No | Visual inspection at the meter pit |  |  | Unknown | Don't Know | Don't Know | No Lead identified | Single Family Residence | Yes | Unknown | No
214 | 38629 LAKEVIEW WALK |  | No | No | Non-Lead - Plastic | Don't know | EST 1985- 2000 | 3/4 | Field inspection only with no records | No | Visual inspection at the meter pit |  |  | Non-Lead - Plastic | 1985-2000 | 3/4 | Field inspection only with no records | No | Visual inspection at the meter pit |  |  | Unknown | Don't Know | Don't Know | No Lead identified | Single Family Residence | Yes | Unknown | No
215 | 38633 LAKEVIEW WALK |  | No | No | Non-Lead - Plastic | Don't know | EST 1985- 2000 | 3/4 | Field inspection only with no records | No | Visual inspection at the meter pit |  |  | Non-Lead - Plastic | 1985-2000 | 3/4 | Field inspection only with no records | No | Visual inspection at the meter pit |  |  | Unknown | Don't Know | Don't Know | No Lead identified | Single Family Residence | Yes | Unknown | No
216 | 38637 LAKEVIEW WALK |  | No | No | Non-Lead - Plastic | Don't know | EST 1985- 2000 | 3/4 | Field inspection only with no records | No | Visual inspection at the meter pit |  |  | Non-Lead - Plastic | 1985-2000 | 3/4 | Field inspection only with no records | No | Visual inspection at the meter pit |  |  | Unknown | Don't Know | Don't Know | No Lead identified | Single Family Residence | Yes | Unknown | No
217 | 38641 LAKEVIEW WALK |  | No | No | Non-Lead - Plastic | Don't know | EST 1985- 2000 | 3/4 | Field inspection only with no records | No | Visual inspection at the meter pit |  |  | Non-Lead - Plastic | 1985-2000 | 3/4 | Field inspection only with no records | No | Visual inspection at the meter pit |  |  | Unknown | Don't Know | Don't Know | No Lead identified | Single Family Residence | Yes | Unknown | No
218 | 38649 LAKEVIEW WALK |  | No | No | Non-Lead - Plastic | Don't know | EST 1985- 2000 | 3/4 | Field inspection only with no records | No | Visual inspection at the meter pit |  |  | Non-Lead - Plastic | 1985-2000 | 3/4 | Field inspection only with no records | No | Visual inspection at the meter pit |  |  | Unknown | Don't Know | Don't Know | No Lead identified | Single Family Residence | Yes | Unknown | No
219 | 5236 HARBOR RIDGE CT |  | No | No | Non-Lead - Plastic | Don't know | EST 1985- 2000 | 3/4 | Field inspection only with no records | No | Visual inspection at the meter pit |  |  | Non-Lead - Plastic | 1985-2000 | 3/4 | Field inspection only with no records | No | Visual inspection at the meter pit |  |  | Unknown | Don't Know | Don't Know | No Lead identified | Single Family Residence | Yes | Unknown | No
220 | 5232 HARBOR RIDGE CT |  | No | No | Non-Lead - Plastic | Don't know | EST 1985- 2000 | 3/4 | Field inspection only with no records | No | Visual inspection at the meter pit |  |  | Non-Lead - Plastic | 1985-2000 | 3/4 | Field inspection only with no records | No | Visual inspection at the meter pit |  |  | Unknown | Don't Know | Don't Know | No Lead identified | Single Family Residence | Yes | Unknown | No
221 | 5228 HARBOR RIDGE CT |  | No | No | Non-Lead - Plastic | Don't know | EST 1985- 2000 | 3/4 | Field inspection only with no records | No | Visual inspection at the meter pit |  |  | Non-Lead - Plastic | 1985-2000 | 3/4 | Field inspection only with no records | No | Visual inspection at the meter pit |  |  | Unknown | Don't Know | Don't Know | No Lead identified | Single Family Residence | Yes | Unknown | No
222 | 5229 HARBOR RIDGE CT |  | No | No | Non-Lead - Plastic | Don't know | EST 1985- 2000 | 3/4 | Field inspection only with no records | No | Visual inspection at the meter pit |  |  | Non-Lead - Plastic | 1985-2000 | 3/4 | Field inspection only with no records | No | Visual inspection at the meter pit |  |  | Unknown | Don't Know | Don't Know | No Lead identified | Single Family Residence | Yes | Unknown | No
223 | 5235 HARBOR RIDGE CT |  | No | No | Non-Lead - Plastic | Don't know | EST 1985- 2000 | 3/4 | Field inspection only with no records | No | Visual inspection at the meter pit |  |  | Non-Lead - Plastic | 1985-2000 | 3/4 | Field inspection only with no records | No | Visual inspection at the meter pit |  |  | Unknown | Don't Know | Don't Know | No Lead identified | Single Family Residence | Yes | Unknown | No
224 | 38705 LAKEVIEW WALK |  | No | No | Non-Lead - Plastic | Don't know | EST 1985- 2000 | 3/4 | Field inspection only with no records | No | Visual inspection at the meter pit |  |  | Non-Lead - Plastic | 1985-2000 | 3/4 | Field inspection only with no records | No | Visual inspection at the meter pit |  |  | Unknown | Don't Know | Don't Know | No Lead identified | Single Family Residence | Yes | Unknown | No
225 | 38711 LAKEVIEW WALK |  | No | No | Non-Lead - Plastic | Don't know | EST 1985- 2000 | 3/4 | Field inspection only with no records | No | Visual inspection at the meter pit |  |  | Non-Lead - Plastic | 1985-2000 | 3/4 | Field inspection only with no records | No | Visual inspection at the meter pit |  |  | Unknown | Don't Know | Don't Know | No Lead identified | Single Family Residence | Yes | Unknown | No
226 | 5238 FOUNTAIN WALK |  | No | No | Non-Lead - Plastic | Don't know | EST 1985- 2000 | 3/4 | Field inspection only with no records | No | Visual inspection at the meter pit |  |  | Non-Lead - Plastic | 1985-2000 | 3/4 | Field inspection only with no records | No | Visual inspection at the meter pit |  |  | Unknown | Don't Know | Don't Know | No Lead identified | Single Family Residence | Yes | Unknown | No
227 | 5234 FOUNTAIN WALK |  | No | No | Non-Lead - Plastic | Don't know | EST 1985- 2000 | 3/4 | Field inspection only with no records | No | Visual inspection at the meter pit |  |  | Non-Lead - Plastic | 1985-2000 | 3/4 | Field inspection only with no records | No | Visual inspection at the meter pit |  |  | Unknown | Don't Know | Don't Know | No Lead identified | Single Family Residence | Yes | Unknown | No
228 | 5230 FOUNTAIN WALK |  | No | No | Non-Lead - Plastic | Don't know | EST 1985- 2000 | 3/4 | Field inspection only with no records | No | Visual inspection at the meter pit |  |  | Non-Lead - Plastic | 1985-2000 | 3/4 | Field inspection only with no records | No | Visual inspection at the meter pit |  |  | Unknown | Don't Know | Don't Know | No Lead identified | Single Family Residence | Yes | Unknown | No
229 | 5229 FOUNTAIN WALK |  | No | No | Non-Lead - Plastic | Don't know | EST 1985- 2000 | 3/4 | Field inspection only with no records | No | Visual inspection at the meter pit |  |  | Non-Lead - Plastic | 1985-2000 | 3/4 | Field inspection only with no records | No | Visual inspection at the meter pit |  |  | Unknown | Don't Know | Don't Know | No Lead identified | Single Family Residence | Yes | Unknown | No
230 | 5409 SANDY HILL LN |  | No | No | Non-Lead - Plastic | Don't know | EST 1985- 2000 | 3/4 | Field inspection only with no records | No | Visual inspection at the meter pit |  |  | Non-Lead - Plastic | 1985-2000 | 3/4 | Field inspection only with no records | No | Visual inspection at the meter pit |  |  | Unknown | Don't Know | Don't Know | No Lead identified | Single Family Residence | Yes | Unknown | No
231 | 5425 SANDY HILL LN |  | No | No | Non-Lead - Plastic | Don't know | EST 1985- 2000 | 3/4 | Field inspection only with no records | No | Visual inspection at the meter pit |  |  | Non-Lead - Plastic | 1985-2000 | 3/4 | Field inspection only with no records | No | Visual inspection at the meter pit |  |  | Unknown | Don't Know | Don't Know | No Lead identified | Single Family Residence | Yes | Unknown | No
232 | 5426 SANDY HILL LN |  | No | No | Non-Lead - Plastic | Don't know | EST 1985- 2000 | 3/4 | Field inspection only with no records | No | Visual inspection at the meter pit |  |  | Non-Lead - Plastic | 1985-2000 | 3/4 | Field inspection only with no records | No | Visual inspection at the meter pit |  |  | Unknown | Don't Know | Don't Know | No Lead identified | Single Family Residence | Yes | Unknown | No
233 | 5426 SANDY HILL LN |  | No | No | Non-Lead - Plastic | Don't know | EST 1985- 2000 | 3/4 | Field inspection only with no records | No | Visual inspection at the meter pit |  |  | Non-Lead - Plastic | 1985-2000 | 3/4 | Field inspection only with no records | No | Visual inspection at the meter pit |  |  | Unknown | Don't Know | Don't Know | No Lead identified | Single Family Residence | Yes | Unknown | No
234 | 5422 SANDY HILL LN |  | No | No | Non-Lead - Plastic | Don't know | EST 1985- 2000 | 3/4 | Field inspection only with no records | No | Visual inspection at the meter pit |  |  | Non-Lead - Plastic | 1985-2000 | 3/4 | Field inspection only with no records | No | Visual inspection at the meter pit |  |  | Unknown | Don't Know | Don't Know | No Lead identified | Single Family Residence | Yes | Unknown | No
235 | 5418 SANDY HILL LN |  | No | No | Non-Lead - Plastic | Don't know | EST 1985- 2000 | 3/4 | Field inspection only with no records | No | Visual inspection at the meter pit |  |  | Non-Lead - Plastic | 1985-2000 | 3/4 | Field inspection only with no records | No | Visual inspection at the meter pit |  |  | Unknown | Don't Know | Don't Know | No Lead identified | Single Family Residence | Yes | Unknown | No
236 | 5410 SANDY HILL LN |  | No | No | Non-Lead - Plastic | Don't know | EST 1985- 2000 | 3/4 | Field inspection only with no records | No | Visual inspection at the meter pit |  |  | Non-Lead - Plastic | 1985-2000 | 3/4 | Field inspection only with no records | No | Visual inspection at the meter pit |  |  | Unknown | Don't Know | Don't Know | No Lead identified | Single Family Residence | Yes | Unknown | No
237 | 5406 SANDY HILL LN |  | No | No | Non-Lead - Plastic | Don't know | EST 1985- 2000 | 3/4 | Field inspection only with no records | No | Visual inspection at the meter pit |  |  | Non-Lead - Plastic | 1985-2000 | 3/4 | Field inspection only with no records | No | Visual inspection at the meter pit |  |  | Unknown | Don't Know | Don't Know | No Lead identified | Single Family Residence | Yes | Unknown | No
238 | 5406 SANDY HILL LN |  | No | No | Non-Lead - Plastic | Don't know | EST 1985- 2000 | 3/4 | Field inspection only with no records | No | Visual inspection at the meter pit |  |  | Non-Lead - Plastic | 1985-2000 | 3/4 | Field inspection only with no records | No | Visual inspection at the meter pit |  |  | Unknown | Don't Know | Don't Know | No Lead identified | Single Family Residence | Yes | Unknown | No
239 | 5340 SANDY HILL LN |  | No | No | Non-Lead - Plastic | Don't know | EST 1985- 2000 | 3/4 | Field inspection only with no records | No | Visual inspection at the meter pit |  |  | Non-Lead - Plastic | 1985-2000 | 3/4 | Field inspection only with no records | No | Visual inspection at the meter pit |  |  | Unknown | Don't Know | Don't Know | No Lead identified | Single Family Residence | Yes | Unknown | No
240 | 5401 EMERALD BAY LN |  | No | No | Non-Lead - Plastic | Don't know | EST 1985- 2000 | 3/4 | Field inspection only with no records | No | Visual inspection at the meter pit |  |  | Non-Lead - Plastic | 1985-2000 | 3/4 | Field inspection only with no records | No | Visual inspection at the meter pit |  |  | Unknown | Don't Know | Don't Know | No Lead identified | Single Family Residence | Yes | Unknown | No
241 | 5405 EMERALD BAY LN |  | No | No | Non-Lead - Plastic | Don't know | EST 1985- 2000 | 3/4 | Field inspection only with no records | No | Visual inspection at the meter pit |  |  | Non-Lead - Plastic | 1985-2000 | 3/4 | Field inspection only with no records | No | Visual inspection at the meter pit |  |  | Unknown | Don't Know | Don't Know | No Lead identified | Single Family Residence | Yes | Unknown | No
242 | 5411 EMERALD BAY LN |  | No | No | Non-Lead - Plastic | Don't know | EST 1985- 2000 | 3/4 | Field inspection only with no records | No | Visual inspection at the meter pit |  |  | Non-Lead - Plastic | 1985-2000 | 3/4 | Field inspection only with no records | No | Visual inspection at the meter pit |  |  | Unknown | Don't Know | Don't Know | No Lead identified | Single Family Residence | Yes | Unknown | No
243 | 5421 EMERALD BAY LN |  | No | No | Non-Lead - Plastic | Don't know | EST 1985- 2000 | 3/4 | Field inspection only with no records | No | Visual inspection at the meter pit |  |  | Non-Lead - Plastic | 1985-2000 | 3/4 | Field inspection only with no records | No | Visual inspection at the meter pit |  |  | Unknown | Don't Know | Don't Know | No Lead identified | Single Family Residence | Yes | Unknown | No
244 | 5425 EMERALD BAY LN |  | No | No | Non-Lead - Plastic | Don't know | EST 1985- 2000 | 3/4 | Field inspection only with no records | No | Visual inspection at the meter pit |  |  | Non-Lead - Plastic | 1985-2000 | 3/4 | Field inspection only with no records | No | Visual inspection at the meter pit |  |  | Unknown | Don't Know | Don't Know | No Lead identified | Single Family Residence | Yes | Unknown | No
245 | 5433 EMERALD BAY LN |  | No | No | Non-Lead - Plastic | Don't know | EST 1985- 2000 | 3/4 | Field inspection only with no records | No | Visual inspection at the meter pit |  |  | Non-Lead - Plastic | 1985-2000 | 3/4 | Field inspection only with no records | No | Visual inspection at the meter pit |  |  | Unknown | Don't Know | Don't Know | No Lead identified | Single Family Residence | Yes | Unknown | No
246 | 5437 EMERALD BAY LN |  | No | No | Non-Lead - Plastic | Don't know | EST 1985- 2000 | 3/4 | Field inspection only with no records | No | Visual inspection at the meter pit |  |  | Non-Lead - Plastic | 1985-2000 | 3/4 | Field inspection only with no records | No | Visual inspection at the meter pit |  |  | Unknown | Don't Know | Don't Know | No Lead identified | Single Family Residence | Yes | Unknown | No
247 | 5438 EMERALD BAY LN |  | No | No | Non-Lead - Plastic | Don't know | EST 1985- 2000 | 3/4 | Field inspection only with no records | No | Visual inspection at the meter pit |  |  | Non-Lead - Plastic | 1985-2000 | 3/4 | Field inspection only with no records | No | Visual inspection at the meter pit |  |  | Unknown | Don't Know | Don't Know | No Lead identified | Single Family Residence | Yes | Unknown | No
248 | 5434 EMERALD BAY LN |  | No | No | Non-Lead - Plastic | Don't know | EST 1985- 2000 | 3/4 | Field inspection only with no records | No | Visual inspection at the meter pit |  |  | Non-Lead - Plastic | 1985-2000 | 3/4 | Field inspection only with no records | No | Visual inspection at the meter pit |  |  | Unknown | Don't Know | Don't Know | No Lead identified | Single Family Residence | Yes | Unknown | No
249 | 5430 EMERALD BAY LN |  | No | No | Non-Lead - Plastic | Don't know | EST 1985- 2000 | 3/4 | Field inspection only with no records | No | Visual inspection at the meter pit |  |  | Non-Lead - Plastic | 1985-2000 | 3/4 | Field inspection only with no records | No | Visual inspection at the meter pit |  |  | Unknown | Don't Know | Don't Know | No Lead identified | Single Family Residence | Yes | Unknown | No
250 | 38728 OAK PLACE CT |  | No | No | Non-Lead - Plastic | Don't know | EST 1985- 2000 | 3/4 | Field inspection only with no records | No | Visual inspection at the meter pit |  |  | Non-Lead - Plastic | 1985-2000 | 3/4 | Field inspection only with no records | No | Visual inspection at the meter pit |  |  | Unknown | Don't Know | Don't Know | No Lead identified | Single Family Residence | Yes | Unknown | No
251 | 38724 OAK PLACE CT |  | No | No | Non-Lead - Plastic | Don't know | EST 1985- 2000 | 3/4 | Field inspection only with no records | No | Visual inspection at the meter pit |  |  | Non-Lead - Plastic | 1985-2000 | 3/4 | Field inspection only with no records | No | Visual inspection at the meter pit |  |  | Unknown | Don't Know | Don't Know | No Lead identified | Single Family Residence | Yes | Unknown | No
252 | 38720 OAK PL |  | No | No | Non-Lead - Plastic | Don't know | EST 1985- 2000 | 3/4 | Field inspection only with no records | No | Visual inspection at the meter pit |  |  | Non-Lead - Plastic | 1985-2000 | 3/4 | Field inspection only with no records | No | Visual inspection at the meter pit |  |  | Unknown | Don't Know | Don't Know | No Lead identified | Single Family Residence | Yes | Unknown | No
253 | 38716 OAK PLACE CT |  | No | No | Non-Lead - Plastic | Don't know | EST 1985- 2000 | 3/4 | Field inspection only with no records | No | Visual inspection at the meter pit |  |  | Non-Lead - Plastic | 1985-2000 | 3/4 | Field inspection only with no records | No | Visual inspection at the meter pit |  |  | Unknown | Don't Know | Don't Know | No Lead identified | Single Family Residence | Yes | Unknown | No
254 | 38712 OAK PLACE CT |  | No | No | Non-Lead - Plastic | Don't know | EST 1985- 2000 | 3/4 | Field inspection only with no records | No | Visual inspection at the meter pit |  |  | Non-Lead - Plastic | 1985-2000 | 3/4 | Field inspection only with no records | No | Visual inspection at the meter pit |  |  | Unknown | Don't Know | Don't Know | No Lead identified | Single Family Residence | Yes | Unknown | No
255 | 38708 OAK PLACE CT |  | No | No | Non-Lead - Plastic | Don't know | EST 1985- 2000 | 3/4 | Field inspection only with no records | No | Visual inspection at the meter pit |  |  | Non-Lead - Plastic | 1985-2000 | 3/4 | Field inspection only with no records | No | Visual inspection at the meter pit |  |  | Unknown | Don't Know | Don't Know | No Lead identified | Single Family Residence | Yes | Unknown | No
256 | 38704 OAK PLACE CT |  | No | No | Non-Lead - Plastic | Don't know | EST 1985- 2000 | 3/4 | Field inspection only with no records | No | Visual inspection at the meter pit |  |  | Non-Lead - Plastic | 1985-2000 | 3/4 | Field inspection only with no records | No | Visual inspection at the meter pit |  |  | Unknown | Don't Know | Don't Know | No Lead identified | Single Family Residence | Yes | Unknown | No
257 | 38700 OAK PL |  | No | No | Non-Lead - Plastic | Don't know | EST 1985- 2000 | 3/4 | Field inspection only with no records | No | Visual inspection at the meter pit |  |  | Non-Lead - Plastic | 1985-2000 | 3/4 | Field inspection only with no records | No | Visual inspection at the meter pit |  |  | Unknown | Don't Know | Don't Know | No Lead identified | Single Family Residence | Yes | Unknown | No
258 | 38705 OAK PLACE CT |  | No | No | Non-Lead - Plastic | Don't know | EST 1985- 2000 | 3/4 | Field inspection only with no records | No | Visual inspection at the meter pit |  |  | Non-Lead - Plastic | 1985-2000 | 3/4 | Field inspection only with no records | No | Visual inspection at the meter pit |  |  | Unknown | Don't Know | Don't Know | No Lead identified | Single Family Residence | Yes | Unknown | No
259 | 38719 OAK PLACE CT |  | No | No | Non-Lead - Plastic | Don't know | EST 1985- 2000 | 3/4 | Field inspection only with no records | No | Visual inspection at the meter pit |  |  | Non-Lead - Plastic | 1985-2000 | 3/4 | Field inspection only with no records | No | Visual inspection at the meter pit |  |  | Unknown | Don't Know | Don't Know | No Lead identified | Single Family Residence | Yes | Unknown | No
260 | 5416 EMERALD BAY LN |  | No | No | Non-Lead - Plastic | Don't know | EST 1985- 2000 | 3/4 | Field inspection only with no records | No | Visual inspection at the meter pit |  |  | Non-Lead - Plastic | 1985-2000 | 3/4 | Field inspection only with no records | No | Visual inspection at the meter pit |  |  | Unknown | Don't Know | Don't Know | No Lead identified | Single Family Residence | Yes | Unknown | No
261 | 5412 EMERALD BAY LN |  | No | No | Non-Lead - Plastic | Don't know | EST 1985- 2000 | 3/4 | Field inspection only with no records | No | Visual inspection at the meter pit |  |  | Non-Lead - Plastic | 1985-2000 | 3/4 | Field inspection only with no records | No | Visual inspection at the meter pit |  |  | Unknown | Don't Know | Don't Know | No Lead identified | Single Family Residence | Yes | Unknown | No
261 | 5408 EMERALD BAY LN |  | No | No | Non-Lead - Plastic | Don't know | EST 1985- 2000 | 3/4 | Field inspection only with no records | No | Visual inspection at the meter pit |  |  | Non-Lead - Plastic | 1985-2000 | 3/4 | Field inspection only with no records | No | Visual inspection at the meter pit |  |  | Unknown | Don't Know | Don't Know | No Lead identified | Single Family Residence | Yes | Unknown | No
262 | 5408 EMERALD BAY LN |  | No | No | Non-Lead - Plastic | Don't know | EST 1985- 2000 | 3/4 | Field inspection only with no records | No | Visual inspection at the meter pit |  |  | Non-Lead - Plastic | 1985-2000 | 3/4 | Field inspection only with no records | No | Visual inspection at the meter pit |  |  | Unknown | Don't Know | Don't Know | No Lead identified | Single Family Residence | Yes | Unknown | No
263 | 5404 EMERALD BAY LN |  | No | No | Non-Lead - Plastic | Don't know | EST 1985- 2000 | 3/4 | Field inspection only with no records | No | Visual inspection at the meter pit |  |  | Non-Lead - Plastic | 1985-2000 | 3/4 | Field inspection only with no records | No | Visual inspection at the meter pit |  |  | Unknown | Don't Know | Don't Know | No Lead identified | Single Family Residence | Yes | Unknown | No
264 | 5400 EMERALD BAY LN |  | No | No | Non-Lead - Plastic | Don't know | EST 1985- 2000 | 3/4 | Field inspection only with no records | No | Visual inspection at the meter pit |  |  | Non-Lead - Plastic | 1985-2000 | 3/4 | Field inspection only with no records | No | Visual inspection at the meter pit |  |  | Unknown | Don't Know | Don't Know | No Lead identified | Single Family Residence | Yes | Unknown | No
265 | 38937 HARBORWOODS PL |  | No | No | Non-Lead - Plastic | Don't know | EST 1985- 2000 | 3/4 | Field inspection only with no records | No | Visual inspection at the meter pit |  |  | Non-Lead - Plastic | 1985-2000 | 3/4 | Field inspection only with no records | No | Visual inspection at the meter pit |  |  | Unknown | Don't Know | Don't Know | No Lead identified | Single Family Residence | Yes | Unknown | No
266 | 38949 HARBORWOODS PL |  | No | No | Non-Lead - Plastic | Don't know | EST 1985- 2000 | 3/4 | Field inspection only with no records | No | Visual inspection at the meter pit |  |  | Non-Lead - Plastic | 1985-2000 | 3/4 | Field inspection only with no records | No | Visual inspection at the meter pit |  |  | Unknown | Don't Know | Don't Know | No Lead identified | Single Family Residence | Yes | Unknown | No
267 | 38952 HARBORWOODS PL |  | No | No | Non-Lead - Plastic | Don't know | EST 1985- 2000 | 3/4 | Field inspection only with no records | No | Visual inspection at the meter pit |  |  | Non-Lead - Plastic | 1985-2000 | 3/4 | Field inspection only with no records | No | Visual inspection at the meter pit |  |  | Unknown | Don't Know | Don't Know | No Lead identified | Single Family Residence | Yes | Unknown | No
268 | 38940 HARBORWOODS PL |  | No | No | Non-Lead - Plastic | Don't know | EST 1985- 2000 | 3/4 | Field inspection only with no records | No | Visual inspection at the meter pit |  |  | Non-Lead - Plastic | 1985-2000 | 3/4 | Field inspection only with no records | No | Visual inspection at the meter pit |  |  | Unknown | Don't Know | Don't Know | No Lead identified | Single Family Residence | Yes | Unknown | No
269 | 5144 GROVE MNR |  | No | No | Non-Lead - Plastic | Don't know | EST 1985- 2000 | 3/4 | Field inspection only with no records | No | Visual inspection at the meter pit |  |  | Non-Lead - Plastic | 1985-2000 | 3/4 | Field inspection only with no records | No | Visual inspection at the meter pit |  |  | Unknown | Don't Know | Don't Know | No Lead identified | Single Family Residence | Yes | Unknown | No
270 | 5112 GROVE MNR |  | No | No | Non-Lead - Plastic | Don't know | EST 1985- 2000 | 3/4 | Field inspection only with no records | No | Visual inspection at the meter pit |  |  | Non-Lead - Plastic | 1985-2000 | 3/4 | Field inspection only with no records | No | Visual inspection at the meter pit |  |  | Unknown | Don't Know | Don't Know | No Lead identified | Single Family Residence | Yes | Unknown | No
271 | 5106 GROVE MNR |  | No | No | Non-Lead - Plastic | Don't know | EST 1985- 2000 | 3/4 | Field inspection only with no records | No | Visual inspection at the meter pit |  |  | Non-Lead - Plastic | 1985-2000 | 3/4 | Field inspection only with no records | No | Visual inspection at the meter pit |  |  | Unknown | Don't Know | Don't Know | No Lead identified | Single Family Residence | Yes | Unknown | No
272 | 5100 GROVE MNR |  | No | No | Non-Lead - Plastic | Don't know | EST 1985- 2000 | 3/4 | Field inspection only with no records | No | Visual inspection at the meter pit |  |  | Non-Lead - Plastic | 1985-2000 | 3/4 | Field inspection only with no records | No | Visual inspection at the meter pit |  |  | Unknown | Don't Know | Don't Know | No Lead identified | Single Family Residence | Yes | Unknown | No
273 | 5540 SPINNAKER LOOP |  | No | No | Non-Lead - Plastic | Don't know | EST 1985- 2000 | 3/4 | Field inspection only with no records | No | Visual inspection at the meter pit |  |  | Non-Lead - Plastic | 1985-2000 | 3/4 | Field inspection only with no records | No | Visual inspection at the meter pit |  |  | Unknown | Don't Know | Don't Know | No Lead identified | Single Family Residence | Yes | Unknown | No
274 | 5600 SPINNAKER LOOP |  | No | No | Non-Lead - Plastic | Don't know | EST 1985- 2000 | 3/4 | Field inspection only with no records | No | Visual inspection at the meter pit |  |  | Non-Lead - Plastic | 1985-2000 | 3/4 | Field inspection only with no records | No | Visual inspection at the meter pit |  |  | Unknown | Don't Know | Don't Know | No Lead identified | Single Family Residence | Yes | Unknown | No
275 | 5620 SPINNAKER LOOP |  | No | No | Non-Lead - Plastic | Don't know | EST 1985- 2000 | 3/4 | Field inspection only with no records | No | Visual inspection at the meter pit |  |  | Non-Lead - Plastic | 1985-2000 | 3/4 | Field inspection only with no records | No | Visual inspection at the meter pit |  |  | Unknown | Don't Know | Don't Know | No Lead identified | Single Family Residence | Yes | Unknown | No
276 | 5630 SPINNAKER LOOP |  | No | No | Non-Lead - Plastic | Don't know | EST 1985- 2000 | 3/4 | Field inspection only with no records | No | Visual inspection at the meter pit |  |  | Non-Lead - Plastic | 1985-2000 | 3/4 | Field inspection only with no records | No | Visual inspection at the meter pit |  |  | Unknown | Don't Know | Don't Know | No Lead identified | Single Family Residence | Yes | Unknown | No
277 | 5640 SPINNAKER LOOP |  | No | No | Non-Lead - Plastic | Don't know | EST 1985- 2000 | 3/4 | Field inspection only with no records | No | Visual inspection at the meter pit |  |  | Non-Lead - Plastic | 1985-2000 | 3/4 | Field inspection only with no records | No | Visual inspection at the meter pit |  |  | Unknown | Don't Know | Don't Know | No Lead identified | Single Family Residence | Yes | Unknown | No
278 | 5650 SPINNAKER LOOP |  | No | No | Non-Lead - Plastic | Don't know | EST 1985- 2000 | 3/4 | Field inspection only with no records | No | Visual inspection at the meter pit |  |  | Non-Lead - Plastic | 1985-2000 | 3/4 | Field inspection only with no records | No | Visual inspection at the meter pit |  |  | Unknown | Don't Know | Don't Know | No Lead identified | Single Family Residence | Yes | Unknown | No
279 | 5700 SPINNAKER LOOP |  | No | No | Non-Lead - Plastic | Don't know | EST 1985- 2000 | 3/4 | Field inspection only with no records | No | Visual inspection at the meter pit |  |  | Non-Lead - Plastic | 1985-2000 | 3/4 | Field inspection only with no records | No | Visual inspection at the meter pit |  |  | Unknown | Don't Know | Don't Know | No Lead identified | Single Family Residence | Yes | Unknown | No
280 | 5710 SPINNAKER LOOP |  | No | No | Non-Lead - Plastic | Don't know | EST 1985- 2000 | 3/4 | Field inspection only with no records | No | Visual inspection at the meter pit |  |  | Non-Lead - Plastic | 1985-2000 | 3/4 | Field inspection only with no records | No | Visual inspection at the meter pit |  |  | Unknown | Don't Know | Don't Know | No Lead identified | Single Family Residence | Yes | Unknown | No
281 | 5720 SPINNAKER LOOP |  | No | No | Non-Lead - Plastic | Don't know | EST 1985- 2000 | 3/4 | Field inspection only with no records | No | Visual inspection at the meter pit |  |  | Non-Lead - Plastic | 1985-2000 | 3/4 | Field inspection only with no records | No | Visual inspection at the meter pit |  |  | Unknown | Don't Know | Don't Know | No Lead identified | Single Family Residence | Yes | Unknown | No
282 | 5730 SPINNAKER LOOP |  | No | No | Non-Lead - Plastic | Don't know | EST 1985- 2000 | 3/4 | Field inspection only with no records | No | Visual inspection at the meter pit |  |  | Non-Lead - Plastic | 1985-2000 | 3/4 | Field inspection only with no records | No | Visual inspection at the meter pit |  |  | Unknown | Don't Know | Don't Know | No Lead identified | Single Family Residence | Yes | Unknown | No
283 | 5740 SPINNAKER LOOP |  | No | No | Non-Lead - Plastic | Don't know | EST 1985- 2000 | 3/4 | Field inspection only with no records | No | Visual inspection at the meter pit |  |  | Non-Lead - Plastic | 1985-2000 | 3/4 | Field inspection only with no records | No | Visual inspection at the meter pit |  |  | Unknown | Don't Know | Don't Know | No Lead identified | Single Family Residence | Yes | Unknown | No
284 | 39120 HARBOR HILLS BLVD |  | No | No | Non-Lead - Plastic | Don't know | EST 1985- 2000 | 3/4 | Field inspection only with no records | Yes | Visual inspection at the meter pit |  |  | Non-Lead - Plastic | 1985-2000 | 3/4 | Field inspection only with no records | Yes | Visual inspection at the meter pit |  |  | Non-Lead | No | No | No Lead identified | Single Family Residence | Yes | Unknown | No
285 | 39136 HARBOR HILLS BLVD |  | No | No | Non-Lead - Plastic | Don't know | EST 1985- 2000 | 3/4 | Field inspection only with no records | Yes | Visual inspection at the meter pit |  |  | Non-Lead - Plastic | 1985-2000 | 3/4 | Field inspection only with no records | Yes | Visual inspection at the meter pit |  |  | Non-Lead | No | No | No Lead identified | Single Family Residence | Yes | Unknown | No
286 | 39144 HARBOR HILLS BLVD |  | No | No | Non-Lead - Plastic | Don't know | EST 1985- 2000 | 3/4 | Field inspection only with no records | Yes | Visual inspection at the meter pit |  |  | Non-Lead - Plastic | 1985-2000 | 3/4 | Field inspection only with no records | Yes | Visual inspection at the meter pit |  |  | Non-Lead | No | No | No Lead identified | Single Family Residence | Yes | Unknown | No
287 | 5631 SPINNAKER LOOP |  | No | No | Non-Lead - Plastic | Don't know | EST 1985- 2000 | 3/4 | Field inspection only with no records | No | Visual inspection at the meter pit |  |  | Non-Lead - Plastic | 1985-2000 | 3/4 | Field inspection only with no records | No | Visual inspection at the meter pit |  |  | Unknown | Don't Know | Don't Know | No Lead identified | Single Family Residence | Yes | Unknown | No
288 | 5641 SPINNAKER LOOP |  | No | No | Non-Lead - Plastic | Don't know | EST 1985- 2000 | 3/4 | Field inspection only with no records | No | Visual inspection at the meter pit |  |  | Non-Lead - Plastic | 1985-2000 | 3/4 | Field inspection only with no records | No | Visual inspection at the meter pit |  |  | Unknown | Don't Know | Don't Know | No Lead identified | Single Family Residence | Yes | Unknown | No
289 | 5616 SCHOONER DR |  | No | No | Non-Lead - Plastic | Don't know | EST 1985- 2000 | 3/4 | Field inspection only with no records | No | Visual inspection at the meter pit |  |  | Non-Lead - Plastic | 1985-2000 | 3/4 | Field inspection only with no records | No | Visual inspection at the meter pit |  |  | Unknown | Don't Know | Don't Know | No Lead identified | Single Family Residence | Yes | Unknown | No
290 | 5600 SCHOONER DR |  | No | No | Non-Lead - Plastic | Don't know | EST 1985- 2000 | 3/4 | Field inspection only with no records | No | Visual inspection at the meter pit |  |  | Non-Lead - Plastic | 1985-2000 | 3/4 | Field inspection only with no records | No | Visual inspection at the meter pit |  |  | Unknown | Don't Know | Don't Know | No Lead identified | Single Family Residence | Yes | Unknown | No
291 | 39150 HARBOR HILLS BLVD |  | No | No | Non-Lead - Plastic | Don't know | EST 1985- 2000 | 3/4 | Field inspection only with no records | No | Visual inspection at the meter pit |  |  | Non-Lead - Plastic | 1985-2000 | 3/4 | Field inspection only with no records | No | Visual inspection at the meter pit |  |  | Unknown | Don't Know | Don't Know | No Lead identified | Single Family Residence | Yes | Unknown | No
292 | 5547 SCHOONER DR |  | No | No | Non-Lead - Plastic | Don't know | EST 1985- 2000 | 3/4 | Field inspection only with no records | No | Visual inspection at the meter pit |  |  | Non-Lead - Plastic | 1985-2000 | 3/4 | Field inspection only with no records | No | Visual inspection at the meter pit |  |  | Unknown | Don't Know | Don't Know | No Lead identified | Single Family Residence | Yes | Unknown | No
293 | 5605 SCHOONER DR |  | No | No | Non-Lead - Plastic | Don't know | EST 1985- 2000 | 3/4 | Field inspection only with no records | No | Visual inspection at the meter pit |  |  | Non-Lead - Plastic | 1985-2000 | 3/4 | Field inspection only with no records | No | Visual inspection at the meter pit |  |  | Unknown | Don't Know | Don't Know | No Lead identified | Single Family Residence | Yes | Unknown | No
294 | 5619 SCHOONER DR |  | No | No | Non-Lead - Plastic | Don't know | EST 1985- 2000 | 3/4 | Field inspection only with no records | No | Visual inspection at the meter pit |  |  | Non-Lead - Plastic | 1985-2000 | 3/4 | Field inspection only with no records | No | Visual inspection at the meter pit |  |  | Unknown | Don't Know | Don't Know | No Lead identified | Single Family Residence | Yes | Unknown | No
295 | 5725 SPINNAKER LOOP |  | No | No | Non-Lead - Plastic | Don't know | EST 1985- 2000 | 3/4 | Field inspection only with no records | No | Visual inspection at the meter pit |  |  | Non-Lead - Plastic | 1985-2000 | 3/4 | Field inspection only with no records | No | Visual inspection at the meter pit |  |  | Unknown | Don't Know | Don't Know | No Lead identified | Single Family Residence | Yes | Unknown | No
296 | 5911 SPINNAKER LOOP |  | No | No | Non-Lead - Plastic | Don't know | EST 1985- 2000 | 3/4 | Field inspection only with no records | No | Visual inspection at the meter pit |  |  | Non-Lead - Plastic | 1985-2000 | 3/4 | Field inspection only with no records | No | Visual inspection at the meter pit |  |  | Unknown | Don't Know | Don't Know | No Lead identified | Single Family Residence | Yes | Unknown | No
297 | 5903 SPINNAKER LOOP |  | No | No | Non-Lead - Plastic | Don't know | EST 1985- 2000 | 3/4 | Field inspection only with no records | No | Visual inspection at the meter pit |  |  | Non-Lead - Plastic | 1985-2000 | 3/4 | Field inspection only with no records | No | Visual inspection at the meter pit |  |  | Unknown | Don't Know | Don't Know | No Lead identified | Single Family Residence | Yes | Unknown | No
298 | 5841 SPINNAKER LOOP |  | No | No | Non-Lead - Plastic | Don't know | EST 1985- 2000 | 3/4 | Field inspection only with no records | No | Visual inspection at the meter pit |  |  | Non-Lead - Plastic | 1985-2000 | 3/4 | Field inspection only with no records | No | Visual inspection at the meter pit |  |  | Unknown | Don't Know | Don't Know | No Lead identified | Single Family Residence | Yes | Unknown | No
299 | 5831 SPINNAKER LOOP |  | No | No | Non-Lead - Plastic | Don't know | EST 1985- 2000 | 3/4 | Field inspection only with no records | No | Visual inspection at the meter pit |  |  | Non-Lead - Plastic | 1985-2000 | 3/4 | Field inspection only with no records | No | Visual inspection at the meter pit |  |  | Unknown | Don't Know | Don't Know | No Lead identified | Single Family Residence | Yes | Unknown | No
300 | 5815 SPINNAKER LOOP |  | No | No | Non-Lead - Plastic | Don't know | EST 1985- 2000 | 3/4 | Field inspection only with no records | No | Visual inspection at the meter pit |  |  | Non-Lead - Plastic | 1985-2000 | 3/4 | Field inspection only with no records | No | Visual inspection at the meter pit |  |  | Unknown | Don't Know | Don't Know | No Lead identified | Single Family Residence | Yes | Unknown | No
301 | 39320 HARBOR HILLS BLVD |  | No | No | Non-Lead - Plastic | Don't know | EST 1985- 2000 | 3/4 | Field inspection only with no records | No | Visual inspection at the meter pit |  |  | Non-Lead - Plastic | 1985-2000 | 3/4 | Field inspection only with no records | No | Visual inspection at the meter pit |  |  | Unknown | Don't Know | Don't Know | No Lead identified | Single Family Residence | Yes | Unknown | No
302 | 39342 HARBOR HILLS BLVD |  | No | No | Non-Lead - Plastic | Don't know | EST 1985- 2000 | 3/4 | Field inspection only with no records | No | Visual inspection at the meter pit |  |  | Non-Lead - Plastic | 1985-2000 | 3/4 | Field inspection only with no records | No | Visual inspection at the meter pit |  |  | Unknown | Don't Know | Don't Know | No Lead identified | Single Family Residence | Yes | Unknown | No
303 | 39352 HARBOR HILLS BLVD |  | No | No | Non-Lead - Plastic | Don't know | EST 1985- 2000 | 3/4 | Field inspection only with no records | No | Visual inspection at the meter pit |  |  | Non-Lead - Plastic | 1985-2000 | 3/4 | Field inspection only with no records | No | Visual inspection at the meter pit |  |  | Unknown | Don't Know | Don't Know | No Lead identified | Single Family Residence | Yes | Unknown | No
304 | 39402 HARBOR HILLS BLVD |  | No | No | Non-Lead - Plastic | Don't know | EST 1985- 2000 | 3/4 | Field inspection only with no records | No | Visual inspection at the meter pit |  |  | Non-Lead - Plastic | 1985-2000 | 3/4 | Field inspection only with no records | No | Visual inspection at the meter pit |  |  | Unknown | Don't Know | Don't Know | No Lead identified | Single Family Residence | Yes | Unknown | No
305 | 39416 HARBOR HILLS BLVD |  | No | No | Non-Lead - Plastic | Don't know | EST 1985- 2000 | 3/4 | Field inspection only with no records | No | Visual inspection at the meter pit |  |  | Non-Lead - Plastic | 1985-2000 | 3/4 | Field inspection only with no records | No | Visual inspection at the meter pit |  |  | Unknown | Don't Know | Don't Know | No Lead identified | Single Family Residence | Yes | Unknown | No
306 | 39426 HARBOR HILLS BLVD |  | No | No | Non-Lead - Plastic | Don't know | EST 1985- 2000 | 3/4 | Field inspection only with no records | No | Visual inspection at the meter pit |  |  | Non-Lead - Plastic | 1985-2000 | 3/4 | Field inspection only with no records | No | Visual inspection at the meter pit |  |  | Unknown | Don't Know | Don't Know | No Lead identified | Single Family Residence | Yes | Unknown | No
307 | 39442 HARBOR HILLS BLVD |  | No | No | Non-Lead - Plastic | Don't know | EST 1985- 2000 | 3/4 | Field inspection only with no records | No | Visual inspection at the meter pit |  |  | Non-Lead - Plastic | 1985-2000 | 3/4 | Field inspection only with no records | No | Visual inspection at the meter pit |  |  | Unknown | Don't Know | Don't Know | No Lead identified | Single Family Residence | Yes | Unknown | No
308 | 5343 SANDY HILL LN |  | No | No | Non-Lead - Plastic | Don't know | EST 1985- 2000 | 3/4 | Field inspection only with no records | No | Visual inspection at the meter pit |  |  | Non-Lead - Plastic | 1985-2000 | 3/4 | Field inspection only with no records | No | Visual inspection at the meter pit |  |  | Unknown | Don't Know | Don't Know | No Lead identified | Single Family Residence | Yes | Unknown | No
309 | 5349 SANDY HILL LN |  | No | No | Non-Lead - Plastic | Don't know | EST 1985- 2000 | 3/4 | Field inspection only with no records | No | Visual inspection at the meter pit |  |  | Non-Lead - Plastic | 1985-2000 | 3/4 | Field inspection only with no records | No | Visual inspection at the meter pit |  |  | Unknown | Don't Know | Don't Know | No Lead identified | Single Family Residence | Yes | Unknown | No
310 | 38800 HARBORWOODS PL |  | No | No | Non-Lead - Plastic | Don't know | EST 1985- 2000 | 3/4 | Field inspection only with no records | No | Visual inspection at the meter pit |  |  | Non-Lead - Plastic | 1985-2000 | 3/4 | Field inspection only with no records | No | Visual inspection at the meter pit |  |  | Unknown | Don't Know | Don't Know | No Lead identified | Single Family Residence | Yes | Unknown | No
311 | 5527 GROVE MNR |  | No | No | Non-Lead - Plastic | Don't know | EST 1985- 2000 | 3/4 | Field inspection only with no records | No | Visual inspection at the meter pit |  |  | Non-Lead - Plastic | 1985-2000 | 3/4 | Field inspection only with no records | No | Visual inspection at the meter pit |  |  | Unknown | Don't Know | Don't Know | No Lead identified | Single Family Residence | Yes | Unknown | No
312 | 5533 GROVE MNR |  | No | No | Non-Lead - Plastic | Don't know | EST 1985- 2000 | 3/4 | Field inspection only with no records | No | Visual inspection at the meter pit |  |  | Non-Lead - Plastic | 1985-2000 | 3/4 | Field inspection only with no records | No | Visual inspection at the meter pit |  |  | Unknown | Don't Know | Don't Know | No Lead identified | Single Family Residence | Yes | Unknown | No
313 | 5539 GROVE MNR |  | No | No | Non-Lead - Plastic | Don't know | EST 1985- 2000 | 3/4 | Field inspection only with no records | No | Visual inspection at the meter pit |  |  | Non-Lead - Plastic | 1985-2000 | 3/4 | Field inspection only with no records | No | Visual inspection at the meter pit |  |  | Unknown | Don't Know | Don't Know | No Lead identified | Single Family Residence | Yes | Unknown | No
314 | 5545 GROVE MNR |  | No | No | Non-Lead - Plastic | Don't know | EST 1985- 2000 | 3/4 | Field inspection only with no records | No | Visual inspection at the meter pit |  |  | Non-Lead - Plastic | 1985-2000 | 3/4 | Field inspection only with no records | No | Visual inspection at the meter pit |  |  | Unknown | Don't Know | Don't Know | No Lead identified | Single Family Residence | Yes | Unknown | No
315 | 5551 GROVE MNR |  | No | No | Non-Lead - Plastic | Don't know | EST 1985- 2000 | 3/4 | Field inspection only with no records | No | Visual inspection at the meter pit |  |  | Non-Lead - Plastic | 1985-2000 | 3/4 | Field inspection only with no records | No | Visual inspection at the meter pit |  |  | Unknown | Don't Know | Don't Know | No Lead identified | Single Family Residence | Yes | Unknown | No
316 | 5557 GROVE MNR |  | No | No | Non-Lead - Plastic | Don't know | EST 1985- 2000 | 3/4 | Field inspection only with no records | No | Visual inspection at the meter pit |  |  | Non-Lead - Plastic | 1985-2000 | 3/4 | Field inspection only with no records | No | Visual inspection at the meter pit |  |  | Unknown | Don't Know | Don't Know | No Lead identified | Single Family Residence | Yes | Unknown | No
317 | 5562 GROVE MNR |  | No | No | Non-Lead - Plastic | Don't know | EST 1985- 2000 | 3/4 | Field inspection only with no records | No | Visual inspection at the meter pit |  |  | Non-Lead - Plastic | 1985-2000 | 3/4 | Field inspection only with no records | No | Visual inspection at the meter pit |  |  | Unknown | Don't Know | Don't Know | No Lead identified | Single Family Residence | Yes | Unknown | No
318 | 5556 GROVE MNR |  | No | No | Non-Lead - Plastic | Don't know | EST 1985- 2000 | 3/4 | Field inspection only with no records | No | Visual inspection at the meter pit |  |  | Non-Lead - Plastic | 1985-2000 | 3/4 | Field inspection only with no records | No | Visual inspection at the meter pit |  |  | Unknown | Don't Know | Don't Know | No Lead identified | Single Family Residence | Yes | Unknown | No
319 | 5556 GROVE MNR |  | No | No | Non-Lead - Plastic | Don't know | EST 1985- 2000 | 3/4 | Field inspection only with no records | No | Visual inspection at the meter pit |  |  | Non-Lead - Plastic | 1985-2000 | 3/4 | Field inspection only with no records | No | Visual inspection at the meter pit |  |  | Unknown | Don't Know | Don't Know | No Lead identified | Single Family Residence | Yes | Unknown | No
320 | 5552 GROVE MNR |  | No | No | Non-Lead - Plastic | Don't know | EST 1985- 2000 | 3/4 | Field inspection only with no records | No | Visual inspection at the meter pit |  |  | Non-Lead - Plastic | 1985-2000 | 3/4 | Field inspection only with no records | No | Visual inspection at the meter pit |  |  | Unknown | Don't Know | Don't Know | No Lead identified | Single Family Residence | Yes | Unknown | No
321 | 5548 GROVE MNR |  | No | No | Non-Lead - Plastic | Don't know | EST 1985- 2000 | 3/4 | Field inspection only with no records | No | Visual inspection at the meter pit |  |  | Non-Lead - Plastic | 1985-2000 | 3/4 | Field inspection only with no records | No | Visual inspection at the meter pit |  |  | Unknown | Don't Know | Don't Know | No Lead identified | Single Family Residence | Yes | Unknown | No
322 | 5542 GROVE MNR |  | No | No | Non-Lead - Plastic | Don't know | EST 1985- 2000 | 3/4 | Field inspection only with no records | No | Visual inspection at the meter pit |  |  | Non-Lead - Plastic | 1985-2000 | 3/4 | Field inspection only with no records | No | Visual inspection at the meter pit |  |  | Unknown | Don't Know | Don't Know | No Lead identified | Single Family Residence | Yes | Unknown | No
323 | 5536 GROVE MNR |  | No | No | Non-Lead - Plastic | Don't know | EST 1985- 2000 | 3/4 | Field inspection only with no records | No | Visual inspection at the meter pit |  |  | Non-Lead - Plastic | 1985-2000 | 3/4 | Field inspection only with no records | No | Visual inspection at the meter pit |  |  | Unknown | Don't Know | Don't Know | No Lead identified | Single Family Residence | Yes | Unknown | No
324 | 5528 GROVE MNR |  | No | No | Non-Lead - Plastic | Don't know | EST 1985- 2000 | 3/4 | Field inspection only with no records | No | Visual inspection at the meter pit |  |  | Non-Lead - Plastic | 1985-2000 | 3/4 | Field inspection only with no records | No | Visual inspection at the meter pit |  |  | Unknown | Don't Know | Don't Know | No Lead identified | Single Family Residence | Yes | Unknown | No
325 | 5520 GROVE MNR |  | No | No | Non-Lead - Plastic | Don't know | EST 1985- 2000 | 3/4 | Field inspection only with no records | No | Visual inspection at the meter pit |  |  | Non-Lead - Plastic | 1985-2000 | 3/4 | Field inspection only with no records | No | Visual inspection at the meter pit |  |  | Unknown | Don't Know | Don't Know | No Lead identified | Single Family Residence | Yes | Unknown | No
326 | 5516 GROVE MNR |  | No | No | Non-Lead - Plastic | Don't know | EST 1985- 2000 | 3/4 | Field inspection only with no records | No | Visual inspection at the meter pit |  |  | Non-Lead - Plastic | 1985-2000 | 3/4 | Field inspection only with no records | No | Visual inspection at the meter pit |  |  | Unknown | Don't Know | Don't Know | No Lead identified | Single Family Residence | Yes | Unknown | No
327 | 5510 GROVE MNR |  | No | No | Non-Lead - Plastic | Don't know | EST 1985- 2000 | 3/4 | Field inspection only with no records | No | Visual inspection at the meter pit |  |  | Non-Lead - Plastic | 1985-2000 | 3/4 | Field inspection only with no records | No | Visual inspection at the meter pit |  |  | Unknown | Don't Know | Don't Know | No Lead identified | Single Family Residence | Yes | Unknown | No
328 | 5502 GROVE MNR |  | No | No | Non-Lead - Plastic | Don't know | EST 1985- 2000 | 3/4 | Field inspection only with no records | No | Visual inspection at the meter pit |  |  | Non-Lead - Plastic | 1985-2000 | 3/4 | Field inspection only with no records | No | Visual inspection at the meter pit |  |  | Unknown | Don't Know | Don't Know | No Lead identified | Single Family Residence | Yes | Unknown | No
329 | 5460 GROVE MNR |  | No | No | Non-Lead - Plastic | Don't know | EST 1985- 2000 | 3/4 | Field inspection only with no records | No | Visual inspection at the meter pit |  |  | Non-Lead - Plastic | 1985-2000 | 3/4 | Field inspection only with no records | No | Visual inspection at the meter pit |  |  | Unknown | Don't Know | Don't Know | No Lead identified | Single Family Residence | Yes | Unknown | No
330 | 5452 GROVE MNR |  | No | No | Non-Lead - Plastic | Don't know | EST 1985- 2000 | 3/4 | Field inspection only with no records | No | Visual inspection at the meter pit |  |  | Non-Lead - Plastic | 1985-2000 | 3/4 | Field inspection only with no records | No | Visual inspection at the meter pit |  |  | Unknown | Don't Know | Don't Know | No Lead identified | Single Family Residence | Yes | Unknown | No
331 | 5428 GROVE MNR |  | No | No | Non-Lead - Plastic | Don't know | EST 1985- 2000 | 3/4 | Field inspection only with no records | No | Visual inspection at the meter pit |  |  | Non-Lead - Plastic | 1985-2000 | 3/4 | Field inspection only with no records | No | Visual inspection at the meter pit |  |  | Unknown | Don't Know | Don't Know | No Lead identified | Single Family Residence | Yes | Unknown | No
332 | 5428 GROVE MNR |  | No | No | Non-Lead - Plastic | Don't know | EST 1985- 2000 | 3/4 | Field inspection only with no records | No | Visual inspection at the meter pit |  |  | Non-Lead - Plastic | 1985-2000 | 3/4 | Field inspection only with no records | No | Visual inspection at the meter pit |  |  | Unknown | Don't Know | Don't Know | No Lead identified | Single Family Residence | Yes | Unknown | No
333 | 5416 GROVE MNR |  | No | No | Non-Lead - Plastic | Don't know | EST 1985- 2000 | 3/4 | Field inspection only with no records | No | Visual inspection at the meter pit |  |  | Non-Lead - Plastic | 1985-2000 | 3/4 | Field inspection only with no records | No | Visual inspection at the meter pit |  |  | Unknown | Don't Know | Don't Know | No Lead identified | Single Family Residence | Yes | Unknown | No
334 | 5410 GROVE MNR |  | No | No | Non-Lead - Plastic | Don't know | EST 1985- 2000 | 3/4 | Field inspection only with no records | No | Visual inspection at the meter pit |  |  | Non-Lead - Plastic | 1985-2000 | 3/4 | Field inspection only with no records | No | Visual inspection at the meter pit |  |  | Unknown | Don't Know | Don't Know | No Lead identified | Single Family Residence | Yes | Unknown | No
335 | 5334 GROVE MNR |  | No | No | Non-Lead - Plastic | Don't know | EST 1985- 2000 | 3/4 | Field inspection only with no records | No | Visual inspection at the meter pit |  |  | Non-Lead - Plastic | 1985-2000 | 3/4 | Field inspection only with no records | No | Visual inspection at the meter pit |  |  | Unknown | Don't Know | Don't Know | No Lead identified | Single Family Residence | Yes | Unknown | No
336 | 5326 GROVE MNR |  | No | No | Non-Lead - Plastic | Don't know | EST 1985- 2000 | 3/4 | Field inspection only with no records | No | Visual inspection at the meter pit |  |  | Non-Lead - Plastic | 1985-2000 | 3/4 | Field inspection only with no records | No | Visual inspection at the meter pit |  |  | Unknown | Don't Know | Don't Know | No Lead identified | Single Family Residence | Yes | Unknown | No
337 | 5320 GROVE MNR |  | No | No | Non-Lead - Plastic | Don't know | EST 1985- 2000 | 3/4 | Field inspection only with no records | No | Visual inspection at the meter pit |  |  | Non-Lead - Plastic | 1985-2000 | 3/4 | Field inspection only with no records | No | Visual inspection at the meter pit |  |  | Unknown | Don't Know | Don't Know | No Lead identified | Single Family Residence | Yes | Unknown | No
338 | 5316 GROVE MNR |  | No | No | Non-Lead - Plastic | Don't know | EST 1985- 2000 | 3/4 | Field inspection only with no records | No | Visual inspection at the meter pit |  |  | Non-Lead - Plastic | 1985-2000 | 3/4 | Field inspection only with no records | No | Visual inspection at the meter pit |  |  | Unknown | Don't Know | Don't Know | No Lead identified | Single Family Residence | Yes | Unknown | No
339 | 5316 GROVE MNR |  | No | No | Non-Lead - Plastic | Don't know | EST 1985- 2000 | 3/4 | Field inspection only with no records | No | Visual inspection at the meter pit |  |  | Non-Lead - Plastic | 1985-2000 | 3/4 | Field inspection only with no records | No | Visual inspection at the meter pit |  |  | Unknown | Don't Know | Don't Know | No Lead identified | Single Family Residence | Yes | Unknown | No
340 | 5310 GROVE MNR |  | No | No | Non-Lead - Plastic | Don't know | EST 1985- 2000 | 3/4 | Field inspection only with no records | No | Visual inspection at the meter pit |  |  | Non-Lead - Plastic | 1985-2000 | 3/4 | Field inspection only with no records | No | Visual inspection at the meter pit |  |  | Unknown | Don't Know | Don't Know | No Lead identified | Single Family Residence | Yes | Unknown | No
341 | 5302 GROVE MNR |  | No | No | Non-Lead - Plastic | Don't know | EST 1985- 2000 | 3/4 | Field inspection only with no records | No | Visual inspection at the meter pit |  |  | Non-Lead - Plastic | 1985-2000 | 3/4 | Field inspection only with no records | No | Visual inspection at the meter pit |  |  | Unknown | Don't Know | Don't Know | No Lead identified | Single Family Residence | Yes | Unknown | No
342 | 5252 GROVE MNR |  | No | No | Non-Lead - Plastic | Don't know | EST 1985- 2000 | 3/4 | Field inspection only with no records | No | Visual inspection at the meter pit |  |  | Non-Lead - Plastic | 1985-2000 | 3/4 | Field inspection only with no records | No | Visual inspection at the meter pit |  |  | Unknown | Don't Know | Don't Know | No Lead identified | Single Family Residence | Yes | Unknown | No
343 | 5234 GROVE MNR |  | No | No | Non-Lead - Plastic | Don't know | EST 1985- 2000 | 3/4 | Field inspection only with no records | No | Visual inspection at the meter pit |  |  | Non-Lead - Plastic | 1985-2000 | 3/4 | Field inspection only with no records | No | Visual inspection at the meter pit |  |  | Unknown | Don't Know | Don't Know | No Lead identified | Single Family Residence | Yes | Unknown | No
344 | 5228 GROVE MNR |  | No | No | Non-Lead - Plastic | Don't know | EST 1985- 2000 | 3/4 | Field inspection only with no records | No | Visual inspection at the meter pit |  |  | Non-Lead - Plastic | 1985-2000 | 3/4 | Field inspection only with no records | No | Visual inspection at the meter pit |  |  | Unknown | Don't Know | Don't Know | No Lead identified | Single Family Residence | Yes | Unknown | No
345 | 5228 GROVE MNR |  | No | No | Non-Lead - Plastic | Don't know | EST 1985- 2000 | 3/4 | Field inspection only with no records | No | Visual inspection at the meter pit |  |  | Non-Lead - Plastic | 1985-2000 | 3/4 | Field inspection only with no records | No | Visual inspection at the meter pit |  |  | Unknown | Don't Know | Don't Know | No Lead identified | Single Family Residence | Yes | Unknown | No
346 | 39918 SUNBEAM WAY |  | No | No | Non-Lead - Plastic | Don't know | EST 1985- 2000 | 3/4 | Field inspection only with no records | No | Visual inspection at the meter pit |  |  | Non-Lead - Plastic | 1985-2000 | 3/4 | Field inspection only with no records | No | Visual inspection at the meter pit |  |  | Unknown | Don't Know | Don't Know | No Lead identified | Single Family Residence | Yes | Unknown | No
347 | 39914 SUNBEAM WAY |  | No | No | Non-Lead - Plastic | Don't know | EST 1985- 2000 | 3/4 | Field inspection only with no records | No | Visual inspection at the meter pit |  |  | Non-Lead - Plastic | 1985-2000 | 3/4 | Field inspection only with no records | No | Visual inspection at the meter pit |  |  | Unknown | Don't Know | Don't Know | No Lead identified | Single Family Residence | Yes | Unknown | No
348 | 39908 SUNBEAM WAY |  | No | No | Non-Lead - Plastic | Don't know | EST 1985- 2000 | 3/4 | Field inspection only with no records | No | Visual inspection at the meter pit |  |  | Non-Lead - Plastic | 1985-2000 | 3/4 | Field inspection only with no records | No | Visual inspection at the meter pit |  |  | Unknown | Don't Know | Don't Know | No Lead identified | Single Family Residence | Yes | Unknown | No
349 | 39909 SUNBEAM WAY |  | No | No | Non-Lead - Plastic | Don't know | EST 1985- 2000 | 3/4 | Field inspection only with no records | No | Visual inspection at the meter pit |  |  | Non-Lead - Plastic | 1985-2000 | 3/4 | Field inspection only with no records | No | Visual inspection at the meter pit |  |  | Unknown | Don't Know | Don't Know | No Lead identified | Single Family Residence | Yes | Unknown | No
350 | 39917 SUNBEAM WAY |  | No | No | Non-Lead - Plastic | Don't know | EST 1985- 2000 | 3/4 | Field inspection only with no records | No | Visual inspection at the meter pit |  |  | Non-Lead - Plastic | 1985-2000 | 3/4 | Field inspection only with no records | No | Visual inspection at the meter pit |  |  | Unknown | Don't Know | Don't Know | No Lead identified | Single Family Residence | Yes | Unknown | No
351 | 5214 GROVE MNR |  | No | No | Non-Lead - Plastic | Don't know | EST 1985- 2000 | 3/4 | Field inspection only with no records | No | Visual inspection at the meter pit |  |  | Non-Lead - Plastic | 1985-2000 | 3/4 | Field inspection only with no records | No | Visual inspection at the meter pit |  |  | Unknown | Don't Know | Don't Know | No Lead identified | Single Family Residence | Yes | Unknown | No
352 | 5208 GROVE MNR |  | No | No | Non-Lead - Plastic | Don't know | EST 1985- 2000 | 3/4 | Field inspection only with no records | No | Visual inspection at the meter pit |  |  | Non-Lead - Plastic | 1985-2000 | 3/4 | Field inspection only with no records | No | Visual inspection at the meter pit |  |  | Unknown | Don't Know | Don't Know | No Lead identified | Single Family Residence | Yes | Unknown | No
353 | 5200 GROVE MNR |  | No | No | Non-Lead - Plastic | Don't know | EST 1985- 2000 | 3/4 | Field inspection only with no records | No | Visual inspection at the meter pit |  |  | Non-Lead - Plastic | 1985-2000 | 3/4 | Field inspection only with no records | No | Visual inspection at the meter pit |  |  | Unknown | Don't Know | Don't Know | No Lead identified | Single Family Residence | Yes | Unknown | No
354 | 39914 SUN GLO CT |  | No | No | Non-Lead - Plastic | Don't know | EST 1985- 2000 | 3/4 | Field inspection only with no records | No | Visual inspection at the meter pit |  |  | Non-Lead - Plastic | 1985-2000 | 3/4 | Field inspection only with no records | No | Visual inspection at the meter pit |  |  | Unknown | Don't Know | Don't Know | No Lead identified | Single Family Residence | Yes | Unknown | No
355 | 39906 SUN GLO CT |  | No | No | Non-Lead - Plastic | Don't know | EST 1985- 2000 | 3/4 | Field inspection only with no records | No | Visual inspection at the meter pit |  |  | Non-Lead - Plastic | 1985-2000 | 3/4 | Field inspection only with no records | No | Visual inspection at the meter pit |  |  | Unknown | Don't Know | Don't Know | No Lead identified | Single Family Residence | Yes | Unknown | No
356 | 39913 SUN GLO CT |  | No | No | Non-Lead - Plastic | Don't know | EST 1985- 2000 | 3/4 | Field inspection only with no records | No | Visual inspection at the meter pit |  |  | Non-Lead - Plastic | 1985-2000 | 3/4 | Field inspection only with no records | No | Visual inspection at the meter pit |  |  | Unknown | Don't Know | Don't Know | No Lead identified | Single Family Residence | Yes | Unknown | No
357 | 5111 GROVE MNR |  | No | No | Non-Lead - Plastic | Don't know | EST 1985- 2000 | 3/4 | Field inspection only with no records | No | Visual inspection at the meter pit |  |  | Non-Lead - Plastic | 1985-2000 | 3/4 | Field inspection only with no records | No | Visual inspection at the meter pit |  |  | Unknown | Don't Know | Don't Know | No Lead identified | Single Family Residence | Yes | Unknown | No
358 | 5117 GROVE MNR |  | No | No | Non-Lead - Plastic | Don't know | EST 1985- 2000 | 3/4 | Field inspection only with no records | No | Visual inspection at the meter pit |  |  | Non-Lead - Plastic | 1985-2000 | 3/4 | Field inspection only with no records | No | Visual inspection at the meter pit |  |  | Unknown | Don't Know | Don't Know | No Lead identified | Single Family Residence | Yes | Unknown | No
359 | 5123 GROVE MNR |  | No | No | Non-Lead - Plastic | Don't know | EST 1985- 2000 | 3/4 | Field inspection only with no records | No | Visual inspection at the meter pit |  |  | Non-Lead - Plastic | 1985-2000 | 3/4 | Field inspection only with no records | No | Visual inspection at the meter pit |  |  | Unknown | Don't Know | Don't Know | No Lead identified | Single Family Residence | Yes | Unknown | No
360 | 5129 GROVE MNR |  | No | No | Non-Lead - Plastic | Don't know | EST 1985- 2000 | 3/4 | Field inspection only with no records | No | Visual inspection at the meter pit |  |  | Non-Lead - Plastic | 1985-2000 | 3/4 | Field inspection only with no records | No | Visual inspection at the meter pit |  |  | Unknown | Don't Know | Don't Know | No Lead identified | Single Family Residence | Yes | Unknown | No
361 | 5135 GROVE MNR |  | No | No | Non-Lead - Plastic | Don't know | EST 1985- 2000 | 3/4 | Field inspection only with no records | No | Visual inspection at the meter pit |  |  | Non-Lead - Plastic | 1985-2000 | 3/4 | Field inspection only with no records | No | Visual inspection at the meter pit |  |  | Unknown | Don't Know | Don't Know | No Lead identified | Single Family Residence | Yes | Unknown | No
362 | 5141 GROVE MNR |  | No | No | Non-Lead - Plastic | Don't know | EST 1985- 2000 | 3/4 | Field inspection only with no records | No | Visual inspection at the meter pit |  |  | Non-Lead - Plastic | 1985-2000 | 3/4 | Field inspection only with no records | No | Visual inspection at the meter pit |  |  | Unknown | Don't Know | Don't Know | No Lead identified | Single Family Residence | Yes | Unknown | No
363 | 5147 GROVE MNR |  | No | No | Non-Lead - Plastic | Don't know | EST 1985- 2000 | 3/4 | Field inspection only with no records | No | Visual inspection at the meter pit |  |  | Non-Lead - Plastic | 1985-2000 | 3/4 | Field inspection only with no records | No | Visual inspection at the meter pit |  |  | Unknown | Don't Know | Don't Know | No Lead identified | Single Family Residence | Yes | Unknown | No
364 | 5153 GROVE MNR |  | No | No | Non-Lead - Plastic | Don't know | EST 1985- 2000 | 3/4 | Field inspection only with no records | No | Visual inspection at the meter pit |  |  | Non-Lead - Plastic | 1985-2000 | 3/4 | Field inspection only with no records | No | Visual inspection at the meter pit |  |  | Unknown | Don't Know | Don't Know | No Lead identified | Single Family Residence | Yes | Unknown | No
365 | 5159 GROVE MNR |  | No | No | Non-Lead - Plastic | Don't know | EST 1985- 2000 | 3/4 | Field inspection only with no records | No | Visual inspection at the meter pit |  |  | Non-Lead - Plastic | 1985-2000 | 3/4 | Field inspection only with no records | No | Visual inspection at the meter pit |  |  | Unknown | Don't Know | Don't Know | No Lead identified | Single Family Residence | Yes | Unknown | No
366 | 5203 GROVE MNR |  | No | No | Non-Lead - Plastic | Don't know | EST 1985- 2000 | 3/4 | Field inspection only with no records | No | Visual inspection at the meter pit |  |  | Non-Lead - Plastic | 1985-2000 | 3/4 | Field inspection only with no records | No | Visual inspection at the meter pit |  |  | Unknown | Don't Know | Don't Know | No Lead identified | Single Family Residence | Yes | Unknown | No
367 | 5209 GROVE MNR |  | No | No | Non-Lead - Plastic | Don't know | EST 1985- 2000 | 3/4 | Field inspection only with no records | No | Visual inspection at the meter pit |  |  | Non-Lead - Plastic | 1985-2000 | 3/4 | Field inspection only with no records | No | Visual inspection at the meter pit |  |  | Unknown | Don't Know | Don't Know | No Lead identified | Single Family Residence | Yes | Unknown | No
368 | 5215 GROVE MNR |  | No | No | Non-Lead - Plastic | Don't know | EST 1985- 2000 | 3/4 | Field inspection only with no records | No | Visual inspection at the meter pit |  |  | Non-Lead - Plastic | 1985-2000 | 3/4 | Field inspection only with no records | No | Visual inspection at the meter pit |  |  | Unknown | Don't Know | Don't Know | No Lead identified | Single Family Residence | Yes | Unknown | No
369 | 5221 GROVE MNR |  | No | No | Non-Lead - Plastic | Don't know | EST 1985- 2000 | 3/4 | Field inspection only with no records | No | Visual inspection at the meter pit |  |  | Non-Lead - Plastic | 1985-2000 | 3/4 | Field inspection only with no records | No | Visual inspection at the meter pit |  |  | Unknown | Don't Know | Don't Know | No Lead identified | Single Family Residence | Yes | Unknown | No
370 | 5227 GROVE MNR |  | No | No | Non-Lead - Plastic | Don't know | EST 1985- 2000 | 3/4 | Field inspection only with no records | No | Visual inspection at the meter pit |  |  | Non-Lead - Plastic | 1985-2000 | 3/4 | Field inspection only with no records | No | Visual inspection at the meter pit |  |  | Unknown | Don't Know | Don't Know | No Lead identified | Single Family Residence | Yes | Unknown | No
371 | 5233 GROVE MNR |  | No | No | Non-Lead - Plastic | Don't know | EST 1985- 2000 | 3/4 | Field inspection only with no records | No | Visual inspection at the meter pit |  |  | Non-Lead - Plastic | 1985-2000 | 3/4 | Field inspection only with no records | No | Visual inspection at the meter pit |  |  | Unknown | Don't Know | Don't Know | No Lead identified | Single Family Residence | Yes | Unknown | No
372 | 5239 GROVE MNR |  | No | No | Non-Lead - Plastic | Don't know | EST 1985- 2000 | 3/4 | Field inspection only with no records | No | Visual inspection at the meter pit |  |  | Non-Lead - Plastic | 1985-2000 | 3/4 | Field inspection only with no records | No | Visual inspection at the meter pit |  |  | Unknown | Don't Know | Don't Know | No Lead identified | Single Family Residence | Yes | Unknown | No
373 | 5251 GROVE MNR |  | No | No | Non-Lead - Plastic | Don't know | EST 1985- 2000 | 3/4 | Field inspection only with no records | No | Visual inspection at the meter pit |  |  | Non-Lead - Plastic | 1985-2000 | 3/4 | Field inspection only with no records | No | Visual inspection at the meter pit |  |  | Unknown | Don't Know | Don't Know | No Lead identified | Single Family Residence | Yes | Unknown | No
374 | 5257 GROVE MNR |  | No | No | Non-Lead - Plastic | Don't know | EST 1985- 2000 | 3/4 | Field inspection only with no records | No | Visual inspection at the meter pit |  |  | Non-Lead - Plastic | 1985-2000 | 3/4 | Field inspection only with no records | No | Visual inspection at the meter pit |  |  | Unknown | Don't Know | Don't Know | No Lead identified | Single Family Residence | Yes | Unknown | No
375 | 5301 GROVE MNR |  | No | No | Non-Lead - Plastic | Don't know | EST 1985- 2000 | 3/4 | Field inspection only with no records | No | Visual inspection at the meter pit |  |  | Non-Lead - Plastic | 1985-2000 | 3/4 | Field inspection only with no records | No | Visual inspection at the meter pit |  |  | Unknown | Don't Know | Don't Know | No Lead identified | Single Family Residence | Yes | Unknown | No
376 | 5307 GROVE MNR |  | No | No | Non-Lead - Plastic | Don't know | EST 1985- 2000 | 3/4 | Field inspection only with no records | No | Visual inspection at the meter pit |  |  | Non-Lead - Plastic | 1985-2000 | 3/4 | Field inspection only with no records | No | Visual inspection at the meter pit |  |  | Unknown | Don't Know | Don't Know | No Lead identified | Single Family Residence | Yes | Unknown | No
377 | 5313 GROVE MNR |  | No | No | Non-Lead - Plastic | Don't know | EST 1985- 2000 | 3/4 | Field inspection only with no records | No | Visual inspection at the meter pit |  |  | Non-Lead - Plastic | 1985-2000 | 3/4 | Field inspection only with no records | No | Visual inspection at the meter pit |  |  | Unknown | Don't Know | Don't Know | No Lead identified | Single Family Residence | Yes | Unknown | No
378 | 5319 GROVE MNR |  | No | No | Non-Lead - Plastic | Don't know | EST 1985- 2000 | 3/4 | Field inspection only with no records | No | Visual inspection at the meter pit |  |  | Non-Lead - Plastic | 1985-2000 | 3/4 | Field inspection only with no records | No | Visual inspection at the meter pit |  |  | Unknown | Don't Know | Don't Know | No Lead identified | Single Family Residence | Yes | Unknown | No
379 | 5325 GROVE MNR |  | No | No | Non-Lead - Plastic | Don't know | EST 1985- 2000 | 3/4 | Field inspection only with no records | No | Visual inspection at the meter pit |  |  | Non-Lead - Plastic | 1985-2000 | 3/4 | Field inspection only with no records | No | Visual inspection at the meter pit |  |  | Unknown | Don't Know | Don't Know | No Lead identified | Single Family Residence | Yes | Unknown | No
380 | 5337 GROVE MNR |  | No | No | Non-Lead - Plastic | Don't know | EST 1985- 2000 | 3/4 | Field inspection only with no records | No | Visual inspection at the meter pit |  |  | Non-Lead - Plastic | 1985-2000 | 3/4 | Field inspection only with no records | No | Visual inspection at the meter pit |  |  | Unknown | Don't Know | Don't Know | No Lead identified | Single Family Residence | Yes | Unknown | No
381 | 5343 GROVE MNR |  | No | No | Non-Lead - Plastic | Don't know | EST 1985- 2000 | 3/4 | Field inspection only with no records | No | Visual inspection at the meter pit |  |  | Non-Lead - Plastic | 1985-2000 | 3/4 | Field inspection only with no records | No | Visual inspection at the meter pit |  |  | Unknown | Don't Know | Don't Know | No Lead identified | Single Family Residence | Yes | Unknown | No
382 | 5349 GROVE MNR |  | No | No | Non-Lead - Plastic | Don't know | EST 1985- 2000 | 3/4 | Field inspection only with no records | No | Visual inspection at the meter pit |  |  | Non-Lead - Plastic | 1985-2000 | 3/4 | Field inspection only with no records | No | Visual inspection at the meter pit |  |  | Unknown | Don't Know | Don't Know | No Lead identified | Single Family Residence | Yes | Unknown | No
383 | 5355 GROVE MNR |  | No | No | Non-Lead - Plastic | Don't know | EST 1985- 2000 | 3/4 | Field inspection only with no records | No | Visual inspection at the meter pit |  |  | Non-Lead - Plastic | 1985-2000 | 3/4 | Field inspection only with no records | No | Visual inspection at the meter pit |  |  | Unknown | Don't Know | Don't Know | No Lead identified | Single Family Residence | Yes | Unknown | No
384 | 5405 GROVE MNR |  | No | No | Non-Lead - Plastic | Don't know | EST 1985- 2000 | 3/4 | Field inspection only with no records | No | Visual inspection at the meter pit |  |  | Non-Lead - Plastic | 1985-2000 | 3/4 | Field inspection only with no records | No | Visual inspection at the meter pit |  |  | Unknown | Don't Know | Don't Know | No Lead identified | Single Family Residence | Yes | Unknown | No
385 | 5411 GROVE MNR |  | No | No | Non-Lead - Plastic | Don't know | EST 1985- 2000 | 3/4 | Field inspection only with no records | No | Visual inspection at the meter pit |  |  | Non-Lead - Plastic | 1985-2000 | 3/4 | Field inspection only with no records | No | Visual inspection at the meter pit |  |  | Unknown | Don't Know | Don't Know | No Lead identified | Single Family Residence | Yes | Unknown | No
386 | 5417 GROVE MNR |  | No | No | Non-Lead - Plastic | Don't know | EST 1985- 2000 | 3/4 | Field inspection only with no records | No | Visual inspection at the meter pit |  |  | Non-Lead - Plastic | 1985-2000 | 3/4 | Field inspection only with no records | No | Visual inspection at the meter pit |  |  | Unknown | Don't Know | Don't Know | No Lead identified | Single Family Residence | Yes | Unknown | No
387 | 5423 GROVE MNR |  | No | No | Non-Lead - Plastic | Don't know | EST 1985- 2000 | 3/4 | Field inspection only with no records | No | Visual inspection at the meter pit |  |  | Non-Lead - Plastic | 1985-2000 | 3/4 | Field inspection only with no records | No | Visual inspection at the meter pit |  |  | Unknown | Don't Know | Don't Know | No Lead identified | Single Family Residence | Yes | Unknown | No
388 | 5429 GROVE MNR |  | No | No | Non-Lead - Plastic | Don't know | EST 1985- 2000 | 3/4 | Field inspection only with no records | No | Visual inspection at the meter pit |  |  | Non-Lead - Plastic | 1985-2000 | 3/4 | Field inspection only with no records | No | Visual inspection at the meter pit |  |  | Unknown | Don't Know | Don't Know | No Lead identified | Single Family Residence | Yes | Unknown | No
389 | 5435 GROVE MNR |  | No | No | Non-Lead - Plastic | Don't know | EST 1985- 2000 | 3/4 | Field inspection only with no records | No | Visual inspection at the meter pit |  |  | Non-Lead - Plastic | 1985-2000 | 3/4 | Field inspection only with no records | No | Visual inspection at the meter pit |  |  | Unknown | Don't Know | Don't Know | No Lead identified | Single Family Residence | Yes | Unknown | No
390 | 5441 GROVE MNR |  | No | No | Non-Lead - Plastic | Don't know | EST 1985- 2000 | 3/4 | Field inspection only with no records | No | Visual inspection at the meter pit |  |  | Non-Lead - Plastic | 1985-2000 | 3/4 | Field inspection only with no records | No | Visual inspection at the meter pit |  |  | Unknown | Don't Know | Don't Know | No Lead identified | Single Family Residence | Yes | Unknown | No
391 | 5447 GROVE MNR |  | No | No | Non-Lead - Plastic | Don't know | EST 1985- 2000 | 3/4 | Field inspection only with no records | No | Visual inspection at the meter pit |  |  | Non-Lead - Plastic | 1985-2000 | 3/4 | Field inspection only with no records | No | Visual inspection at the meter pit |  |  | Unknown | Don't Know | Don't Know | No Lead identified | Single Family Residence | Yes | Unknown | No
392 | 5453 GROVE MNR |  | No | No | Non-Lead - Plastic | Don't know | EST 1985- 2000 | 3/4 | Field inspection only with no records | No | Visual inspection at the meter pit |  |  | Non-Lead - Plastic | 1985-2000 | 3/4 | Field inspection only with no records | No | Visual inspection at the meter pit |  |  | Unknown | Don't Know | Don't Know | No Lead identified | Single Family Residence | Yes | Unknown | No
393 | 5459 GROVE MNR |  | No | No | Non-Lead - Plastic | Don't know | EST 1985- 2000 | 3/4 | Field inspection only with no records | No | Visual inspection at the meter pit |  |  | Non-Lead - Plastic | 1985-2000 | 3/4 | Field inspection only with no records | No | Visual inspection at the meter pit |  |  | Unknown | Don't Know | Don't Know | No Lead identified | Single Family Residence | Yes | Unknown | No
394 | 5503 GROVE MNR |  | No | No | Non-Lead - Plastic | Don't know | EST 1985- 2000 | 3/4 | Field inspection only with no records | No | Visual inspection at the meter pit |  |  | Non-Lead - Plastic | 1985-2000 | 3/4 | Field inspection only with no records | No | Visual inspection at the meter pit |  |  | Unknown | Don't Know | Don't Know | No Lead identified | Single Family Residence | Yes | Unknown | No
395 | 5509 GROVE MNR |  | No | No | Non-Lead - Plastic | Don't know | EST 1985- 2000 | 3/4 | Field inspection only with no records | No | Visual inspection at the meter pit |  |  | Non-Lead - Plastic | 1985-2000 | 3/4 | Field inspection only with no records | No | Visual inspection at the meter pit |  |  | Unknown | Don't Know | Don't Know | No Lead identified | Single Family Residence | Yes | Unknown | No
396 | 5515 GROVE MNR |  | No | No | Non-Lead - Plastic | Don't know | EST 1985- 2000 | 3/4 | Field inspection only with no records | No | Visual inspection at the meter pit |  |  | Non-Lead - Plastic | 1985-2000 | 3/4 | Field inspection only with no records | No | Visual inspection at the meter pit |  |  | Unknown | Don't Know | Don't Know | No Lead identified | Single Family Residence | Yes | Unknown | No
397 | 5521 GROVE MNR |  | No | No | Non-Lead - Plastic | Don't know | EST 1985- 2000 | 3/4 | Field inspection only with no records | No | Visual inspection at the meter pit |  |  | Non-Lead - Plastic | 1985-2000 | 3/4 | Field inspection only with no records | No | Visual inspection at the meter pit |  |  | Unknown | Don't Know | Don't Know | No Lead identified | Single Family Residence | Yes | Unknown | No
398 | 6034 SPINNAKER LOOP |  | No | No | Non-Lead - Plastic | Don't know | EST 1985- 2000 | 3/4 | Field inspection only with no records | No | Visual inspection at the meter pit |  |  | Non-Lead - Plastic | 1985-2000 | 3/4 | Field inspection only with no records | No | Visual inspection at the meter pit |  |  | Unknown | Don't Know | Don't Know | No Lead identified | Single Family Residence | Yes | Unknown | No
399 | 6034 SPINNAKER LOOP |  | No | No | Non-Lead - Plastic | Don't know | EST 1985- 2000 | 3/4 | Field inspection only with no records | No | Visual inspection at the meter pit |  |  | Non-Lead - Plastic | 1985-2000 | 3/4 | Field inspection only with no records | No | Visual inspection at the meter pit |  |  | Unknown | Don't Know | Don't Know | No Lead identified | Single Family Residence | Yes | Unknown | No
400 | 6030 SPINNAKER LOOP |  | No | No | Non-Lead - Plastic | Don't know | EST 1985- 2000 | 3/4 | Field inspection only with no records | No | Visual inspection at the meter pit |  |  | Non-Lead - Plastic | 1985-2000 | 3/4 | Field inspection only with no records | No | Visual inspection at the meter pit |  |  | Unknown | Don't Know | Don't Know | No Lead identified | Single Family Residence | Yes | Unknown | No
401 | 6026 SPINNAKER LOOP |  | No | No | Non-Lead - Plastic | Don't know | EST 1985- 2000 | 3/4 | Field inspection only with no records | No | Visual inspection at the meter pit |  |  | Non-Lead - Plastic | 1985-2000 | 3/4 | Field inspection only with no records | No | Visual inspection at the meter pit |  |  | Unknown | Don't Know | Don't Know | No Lead identified | Single Family Residence | Yes | Unknown | No
402 | 6022 SPINNAKER LOOP |  | No | No | Non-Lead - Plastic | Don't know | EST 1985- 2000 | 3/4 | Field inspection only with no records | No | Visual inspection at the meter pit |  |  | Non-Lead - Plastic | 1985-2000 | 3/4 | Field inspection only with no records | No | Visual inspection at the meter pit |  |  | Unknown | Don't Know | Don't Know | No Lead identified | Single Family Residence | Yes | Unknown | No
403 | 6018 SPINNAKER LOOP |  | No | No | Non-Lead - Plastic | Don't know | EST 1985- 2000 | 3/4 | Field inspection only with no records | No | Visual inspection at the meter pit |  |  | Non-Lead - Plastic | 1985-2000 | 3/4 | Field inspection only with no records | No | Visual inspection at the meter pit |  |  | Unknown | Don't Know | Don't Know | No Lead identified | Single Family Residence | Yes | Unknown | No
404 | 6014 SPINNAKER LOOP |  | No | No | Non-Lead - Plastic | Don't know | EST 1985- 2000 | 3/4 | Field inspection only with no records | No | Visual inspection at the meter pit |  |  | Non-Lead - Plastic | 1985-2000 | 3/4 | Field inspection only with no records | No | Visual inspection at the meter pit |  |  | Unknown | Don't Know | Don't Know | No Lead identified | Single Family Residence | Yes | Unknown | No
405 | 6010 SPINNAKER LOOP |  | No | No | Non-Lead - Plastic | Don't know | EST 1985- 2000 | 3/4 | Field inspection only with no records | No | Visual inspection at the meter pit |  |  | Non-Lead - Plastic | 1985-2000 | 3/4 | Field inspection only with no records | No | Visual inspection at the meter pit |  |  | Unknown | Don't Know | Don't Know | No Lead identified | Single Family Residence | Yes | Unknown | No
406 | 6002 SPINNAKER LOOP |  | No | No | Non-Lead - Plastic | Don't know | EST 1985- 2000 | 3/4 | Field inspection only with no records | No | Visual inspection at the meter pit |  |  | Non-Lead - Plastic | 1985-2000 | 3/4 | Field inspection only with no records | No | Visual inspection at the meter pit |  |  | Unknown | Don't Know | Don't Know | No Lead identified | Single Family Residence | Yes | Unknown | No
407 | 6000 SPINNAKER LOOP |  | No | No | Non-Lead - Plastic | Don't know | EST 1985- 2000 | 3/4 | Field inspection only with no records | No | Visual inspection at the meter pit |  |  | Non-Lead - Plastic | 1985-2000 | 3/4 | Field inspection only with no records | No | Visual inspection at the meter pit |  |  | Unknown | Don't Know | Don't Know | No Lead identified | Single Family Residence | Yes | Unknown | Yes
408 | 6000 SPINNAKER LOOP |  | No | No | Non-Lead - Plastic | Don't know | EST 1985- 2000 | 3/4 | Field inspection only with no records | No | Visual inspection at the meter pit |  |  | Non-Lead - Plastic | 1985-2000 | 3/4 | Field inspection only with no records | No | Visual inspection at the meter pit |  |  | Unknown | Don't Know | Don't Know | No Lead identified | Single Family Residence | Yes | Unknown | No
409 | 5950 SPINNAKER LOOP |  | No | No | Non-Lead - Plastic | Don't know | EST 1985- 2000 | 3/4 | Field inspection only with no records | No | Visual inspection at the meter pit |  |  | Non-Lead - Plastic | 1985-2000 | 3/4 | Field inspection only with no records | No | Visual inspection at the meter pit |  |  | Unknown | Don't Know | Don't Know | No Lead identified | Single Family Residence | Yes | Unknown | No
410 | 5946 SPINNAKER LOOP |  | No | No | Non-Lead - Plastic | Don't know | EST 1985- 2000 | 3/4 | Field inspection only with no records | No | Visual inspection at the meter pit |  |  | Non-Lead - Plastic | 1985-2000 | 3/4 | Field inspection only with no records | No | Visual inspection at the meter pit |  |  | Unknown | Don't Know | Don't Know | No Lead identified | Single Family Residence | Yes | Unknown | No
411 | 5940 SPINNAKER LOOP |  | No | No | Non-Lead - Plastic | Don't know | EST 1985- 2000 | 3/4 | Field inspection only with no records | No | Visual inspection at the meter pit |  |  | Non-Lead - Plastic | 1985-2000 | 3/4 | Field inspection only with no records | No | Visual inspection at the meter pit |  |  | Unknown | Don't Know | Don't Know | No Lead identified | Single Family Residence | Yes | Unknown | No
412 | 5930 SPINNAKER LOOP |  | No | No | Non-Lead - Plastic | Don't know | EST 1985- 2000 | 3/4 | Field inspection only with no records | No | Visual inspection at the meter pit |  |  | Non-Lead - Plastic | 1985-2000 | 3/4 | Field inspection only with no records | No | Visual inspection at the meter pit |  |  | Unknown | Don't Know | Don't Know | No Lead identified | Single Family Residence | Yes | Unknown | No
413 | 5920 SPINNAKER LOOP |  | No | No | Non-Lead - Plastic | Don't know | EST 1985- 2000 | 3/4 | Field inspection only with no records | No | Visual inspection at the meter pit |  |  | Non-Lead - Plastic | 1985-2000 | 3/4 | Field inspection only with no records | No | Visual inspection at the meter pit |  |  | Unknown | Don't Know | Don't Know | No Lead identified | Single Family Residence | Yes | Unknown | No
414 | 5910 SPINNAKER LOOP |  | No | No | Non-Lead - Plastic | Don't know | EST 1985- 2000 | 3/4 | Field inspection only with no records | No | Visual inspection at the meter pit |  |  | Non-Lead - Plastic | 1985-2000 | 3/4 | Field inspection only with no records | No | Visual inspection at the meter pit |  |  | Unknown | Don't Know | Don't Know | No Lead identified | Single Family Residence | Yes | Unknown | No
415 | 5900 SPINNAKER LOOP |  | No | No | Non-Lead - Plastic | Don't know | EST 1985- 2000 | 3/4 | Field inspection only with no records | No | Visual inspection at the meter pit |  |  | Non-Lead - Plastic | 1985-2000 | 3/4 | Field inspection only with no records | No | Visual inspection at the meter pit |  |  | Unknown | Don't Know | Don't Know | No Lead identified | Single Family Residence | Yes | Unknown | No
416 | 5850 SPINNAKER LOOP |  | No | No | Non-Lead - Plastic | Don't know | EST 1985- 2000 | 3/4 | Field inspection only with no records | No | Visual inspection at the meter pit |  |  | Non-Lead - Plastic | 1985-2000 | 3/4 | Field inspection only with no records | No | Visual inspection at the meter pit |  |  | Unknown | Don't Know | Don't Know | No Lead identified | Single Family Residence | Yes | Unknown | No
417 | 5840 SPINNAKER LOOP |  | No | No | Non-Lead - Plastic | Don't know | EST 1985- 2000 | 3/4 | Field inspection only with no records | No | Visual inspection at the meter pit |  |  | Non-Lead - Plastic | 1985-2000 | 3/4 | Field inspection only with no records | No | Visual inspection at the meter pit |  |  | Unknown | Don't Know | Don't Know | No Lead identified | Single Family Residence | Yes | Unknown | No
418 | 5820 SPINNAKER LOOP |  | No | No | Non-Lead - Plastic | Don't know | EST 1985- 2000 | 3/4 | Field inspection only with no records | No | Visual inspection at the meter pit |  |  | Non-Lead - Plastic | 1985-2000 | 3/4 | Field inspection only with no records | No | Visual inspection at the meter pit |  |  | Unknown | Don't Know | Don't Know | No Lead identified | Single Family Residence | Yes | Unknown | No
419 | 5810 SPINNAKER LOOP |  | No | No | Non-Lead - Plastic | Don't know | EST 1985- 2000 | 3/4 | Field inspection only with no records | No | Visual inspection at the meter pit |  |  | Non-Lead - Plastic | 1985-2000 | 3/4 | Field inspection only with no records | No | Visual inspection at the meter pit |  |  | Unknown | Don't Know | Don't Know | No Lead identified | Single Family Residence | Yes | Unknown | No
420 | 39104 GRIFFIN LNDG |  | No | No | Non-Lead - Plastic | Don't know | EST 1985- 2000 | 3/4 | Field inspection only with no records | No | Visual inspection at the meter pit |  |  | Non-Lead - Plastic | 1985-2000 | 3/4 | Field inspection only with no records | No | Visual inspection at the meter pit |  |  | Unknown | Don't Know | Don't Know | No Lead identified | Single Family Residence | Yes | Unknown | No
421 | 39112 GRIFFIN LNDG |  | No | No | Non-Lead - Plastic | Don't know | EST 1985- 2000 | 3/4 | Field inspection only with no records | No | Visual inspection at the meter pit |  |  | Non-Lead - Plastic | 1985-2000 | 3/4 | Field inspection only with no records | No | Visual inspection at the meter pit |  |  | Unknown | Don't Know | Don't Know | No Lead identified | Single Family Residence | Yes | Unknown | No
422 | 39118 GRIFFIN LNDG |  | No | No | Non-Lead - Plastic | Don't know | EST 1985- 2000 | 3/4 | Field inspection only with no records | No | Visual inspection at the meter pit |  |  | Non-Lead - Plastic | 1985-2000 | 3/4 | Field inspection only with no records | No | Visual inspection at the meter pit |  |  | Unknown | Don't Know | Don't Know | No Lead identified | Single Family Residence | Yes | Unknown | No
423 | 39124 GRIFFIN LNDG |  | No | No | Non-Lead - Plastic | Don't know | EST 1985- 2000 | 3/4 | Field inspection only with no records | No | Visual inspection at the meter pit |  |  | Non-Lead - Plastic | 1985-2000 | 3/4 | Field inspection only with no records | No | Visual inspection at the meter pit |  |  | Unknown | Don't Know | Don't Know | No Lead identified | Single Family Residence | Yes | Unknown | No
424 | 39130 GRIFFIN LNDG |  | No | No | Non-Lead - Plastic | Don't know | EST 1985- 2000 | 3/4 | Field inspection only with no records | No | Visual inspection at the meter pit |  |  | Non-Lead - Plastic | 1985-2000 | 3/4 | Field inspection only with no records | No | Visual inspection at the meter pit |  |  | Unknown | Don't Know | Don't Know | No Lead identified | Single Family Residence | Yes | Unknown | No
425 | 39131 GRIFFIN LNDG |  | No | No | Non-Lead - Plastic | Don't know | EST 1985- 2000 | 3/4 | Field inspection only with no records | No | Visual inspection at the meter pit |  |  | Non-Lead - Plastic | 1985-2000 | 3/4 | Field inspection only with no records | No | Visual inspection at the meter pit |  |  | Unknown | Don't Know | Don't Know | No Lead identified | Single Family Residence | Yes | Unknown | No
426 | 39125 GRIFFIN LNDG |  | No | No | Non-Lead - Plastic | Don't know | EST 1985- 2000 | 3/4 | Field inspection only with no records | No | Visual inspection at the meter pit |  |  | Non-Lead - Plastic | 1985-2000 | 3/4 | Field inspection only with no records | No | Visual inspection at the meter pit |  |  | Unknown | Don't Know | Don't Know | No Lead identified | Single Family Residence | Yes | Unknown | No
427 | 39119 GRIFFIN LNDG |  | No | No | Non-Lead - Plastic | Don't know | EST 1985- 2000 | 3/4 | Field inspection only with no records | No | Visual inspection at the meter pit |  |  | Non-Lead - Plastic | 1985-2000 | 3/4 | Field inspection only with no records | No | Visual inspection at the meter pit |  |  | Unknown | Don't Know | Don't Know | No Lead identified | Single Family Residence | Yes | Unknown | No
428 | 39113 GRIFFIN LNDG |  | No | No | Non-Lead - Plastic | Don't know | EST 1985- 2000 | 3/4 | Field inspection only with no records | No | Visual inspection at the meter pit |  |  | Non-Lead - Plastic | 1985-2000 | 3/4 | Field inspection only with no records | No | Visual inspection at the meter pit |  |  | Unknown | Don't Know | Don't Know | No Lead identified | Single Family Residence | Yes | Unknown | No
429 | 39107 GRIFFIN LNDG |  | No | No | Non-Lead - Plastic | Don't know | EST 1985- 2000 | 3/4 | Field inspection only with no records | No | Visual inspection at the meter pit |  |  | Non-Lead - Plastic | 1985-2000 | 3/4 | Field inspection only with no records | No | Visual inspection at the meter pit |  |  | Unknown | Don't Know | Don't Know | No Lead identified | Single Family Residence | Yes | Unknown | No
430 | 39053 GRIFFIN LNDG |  | No | No | Non-Lead - Plastic | Don't know | EST 1985- 2000 | 3/4 | Field inspection only with no records | No | Visual inspection at the meter pit |  |  | Non-Lead - Plastic | 1985-2000 | 3/4 | Field inspection only with no records | No | Visual inspection at the meter pit |  |  | Unknown | Don't Know | Don't Know | No Lead identified | Single Family Residence | Yes | Unknown | No
431 | 39047 GRIFFIN LNDG |  | No | No | Non-Lead - Plastic | Don't know | EST 1985- 2000 | 3/4 | Field inspection only with no records | No | Visual inspection at the meter pit |  |  | Non-Lead - Plastic | 1985-2000 | 3/4 | Field inspection only with no records | No | Visual inspection at the meter pit |  |  | Unknown | Don't Know | Don't Know | No Lead identified | Single Family Residence | Yes | Unknown | No
432 | 39041 GRIFFIN LNDG |  | No | No | Non-Lead - Plastic | Don't know | EST 1985- 2000 | 3/4 | Field inspection only with no records | No | Visual inspection at the meter pit |  |  | Non-Lead - Plastic | 1985-2000 | 3/4 | Field inspection only with no records | No | Visual inspection at the meter pit |  |  | Unknown | Don't Know | Don't Know | No Lead identified | Single Family Residence | Yes | Unknown | No
433 | 39035 GRIFFIN LNDG |  | No | No | Non-Lead - Plastic | Don't know | EST 1985- 2000 | 3/4 | Field inspection only with no records | No | Visual inspection at the meter pit |  |  | Non-Lead - Plastic | 1985-2000 | 3/4 | Field inspection only with no records | No | Visual inspection at the meter pit |  |  | Unknown | Don't Know | Don't Know | No Lead identified | Single Family Residence | Yes | Unknown | No
434 | 39029 GRIFFIN LNDG |  | No | No | Non-Lead - Plastic | Don't know | EST 1985- 2000 | 3/4 | Field inspection only with no records | No | Visual inspection at the meter pit |  |  | Non-Lead - Plastic | 1985-2000 | 3/4 | Field inspection only with no records | No | Visual inspection at the meter pit |  |  | Unknown | Don't Know | Don't Know | No Lead identified | Single Family Residence | Yes | Unknown | No
435 | 39023 GRIFFIN LNDG |  | No | No | Non-Lead - Plastic | Don't know | EST 1985- 2000 | 3/4 | Field inspection only with no records | No | Visual inspection at the meter pit |  |  | Non-Lead - Plastic | 1985-2000 | 3/4 | Field inspection only with no records | No | Visual inspection at the meter pit |  |  | Unknown | Don't Know | Don't Know | No Lead identified | Single Family Residence | Yes | Unknown | No
436 | 5535 SADDLEBACK CT |  | No | No | Non-Lead - Plastic | Don't know | EST 1985- 2000 | 3/4 | Field inspection only with no records | No | Visual inspection at the meter pit |  |  | Non-Lead - Plastic | 1985-2000 | 3/4 | Field inspection only with no records | No | Visual inspection at the meter pit |  |  | Unknown | Don't Know | Don't Know | No Lead identified | Single Family Residence | Yes | Unknown | No
437 | 5527 SADDLEBACK CT |  | No | No | Non-Lead - Plastic | Don't know | EST 1985- 2000 | 3/4 | Field inspection only with no records | No | Visual inspection at the meter pit |  |  | Non-Lead - Plastic | 1985-2000 | 3/4 | Field inspection only with no records | No | Visual inspection at the meter pit |  |  | Unknown | Don't Know | Don't Know | No Lead identified | Single Family Residence | Yes | Unknown | No
438 | 5515 SADDLEBACK CT |  | No | No | Non-Lead - Plastic | Don't know | EST 1985- 2000 | 3/4 | Field inspection only with no records | No | Visual inspection at the meter pit |  |  | Non-Lead - Plastic | 1985-2000 | 3/4 | Field inspection only with no records | No | Visual inspection at the meter pit |  |  | Unknown | Don't Know | Don't Know | No Lead identified | Single Family Residence | Yes | Unknown | No
439 | 39034 GRIFFIN LNDG |  | No | No | Non-Lead - Plastic | Don't know | EST 1985- 2000 | 3/4 | Field inspection only with no records | No | Visual inspection at the meter pit |  |  | Non-Lead - Plastic | 1985-2000 | 3/4 | Field inspection only with no records | No | Visual inspection at the meter pit |  |  | Unknown | Don't Know | Don't Know | No Lead identified | Single Family Residence | Yes | Unknown | No
440 | 39040 GRIFFIN LNDG |  | No | No | Non-Lead - Plastic | Don't know | EST 1985- 2000 | 3/4 | Field inspection only with no records | No | Visual inspection at the meter pit |  |  | Non-Lead - Plastic | 1985-2000 | 3/4 | Field inspection only with no records | No | Visual inspection at the meter pit |  |  | Unknown | Don't Know | Don't Know | No Lead identified | Single Family Residence | Yes | Unknown | No
441 | 39046 GRIFFIN LNDG |  | No | No | Non-Lead - Plastic | Don't know | EST 1985- 2000 | 3/4 | Field inspection only with no records | No | Visual inspection at the meter pit |  |  | Non-Lead - Plastic | 1985-2000 | 3/4 | Field inspection only with no records | No | Visual inspection at the meter pit |  |  | Unknown | Don't Know | Don't Know | No Lead identified | Single Family Residence | Yes | Unknown | No
442 | 39052 GRIFFIN LNDG |  | No | No | Non-Lead - Plastic | Don't know | EST 1985- 2000 | 3/4 | Field inspection only with no records | No | Visual inspection at the meter pit |  |  | Non-Lead - Plastic | 1985-2000 | 3/4 | Field inspection only with no records | No | Visual inspection at the meter pit |  |  | Unknown | Don't Know | Don't Know | No Lead identified | Single Family Residence | Yes | Unknown | No
443 | 5105 GROVE MNR |  | No | No | Non-Lead - Plastic | Don't know | EST 1985- 2000 | 3/4 | Field inspection only with no records | No | Visual inspection at the meter pit |  |  | Non-Lead - Plastic | 1985-2000 | 3/4 | Field inspection only with no records | No | Visual inspection at the meter pit |  |  | Unknown | Don't Know | Don't Know | No Lead identified | Single Family Residence | Yes | Unknown | No
444 | 6118 SPINNAKER LOOP |  | No | No | Non-Lead - Plastic | Don't know | EST 1985- 2000 | 3/4 | Field inspection only with no records | No | Visual inspection at the meter pit |  |  | Non-Lead - Plastic | 1985-2000 | 3/4 | Field inspection only with no records | No | Visual inspection at the meter pit |  |  | Unknown | Don't Know | Don't Know | No Lead identified | Single Family Residence | Yes | Unknown | No
445 | 6116 SPINNAKER LOOP |  | No | No | Non-Lead - Plastic | Don't know | EST 1985- 2000 | 3/4 | Field inspection only with no records | No | Visual inspection at the meter pit |  |  | Non-Lead - Plastic | 1985-2000 | 3/4 | Field inspection only with no records | No | Visual inspection at the meter pit |  |  | Unknown | Don't Know | Don't Know | No Lead identified | Single Family Residence | Yes | Unknown | No
446 | 6114 SPINNAKER LOOP |  | No | No | Non-Lead - Plastic | Don't know | EST 1985- 2000 | 3/4 | Field inspection only with no records | No | Visual inspection at the meter pit |  |  | Non-Lead - Plastic | 1985-2000 | 3/4 | Field inspection only with no records | No | Visual inspection at the meter pit |  |  | Unknown | Don't Know | Don't Know | No Lead identified | Single Family Residence | Yes | Unknown | No
447 | 6110 SPINNAKER LOOP |  | No | No | Non-Lead - Plastic | Don't know | EST 1985- 2000 | 3/4 | Field inspection only with no records | No | Visual inspection at the meter pit |  |  | Non-Lead - Plastic | 1985-2000 | 3/4 | Field inspection only with no records | No | Visual inspection at the meter pit |  |  | Unknown | Don't Know | Don't Know | No Lead identified | Single Family Residence | Yes | Unknown | No
448 | 6106 SPINNAKER LOOP |  | No | No | Non-Lead - Plastic | Don't know | EST 1985- 2000 | 3/4 | Field inspection only with no records | No | Visual inspection at the meter pit |  |  | Non-Lead - Plastic | 1985-2000 | 3/4 | Field inspection only with no records | No | Visual inspection at the meter pit |  |  | Unknown | Don't Know | Don't Know | No Lead identified | Single Family Residence | Yes | Unknown | No
449 | 39652 HARBOR HILLS BLVD |  | No | No | Non-Lead - Plastic | Don't know | EST 1985- 2000 | 3/4 | Field inspection only with no records | No | Visual inspection at the meter pit |  |  | Non-Lead - Plastic | 1985-2000 | 3/4 | Field inspection only with no records | No | Visual inspection at the meter pit |  |  | Unknown | Don't Know | Don't Know | No Lead identified | Single Family Residence | Yes | Unknown | No
450 | 39644 HARBOR HILLS BLVD |  | No | No | Non-Lead - Plastic | Don't know | EST 1985- 2000 | 3/4 | Field inspection only with no records | No | Visual inspection at the meter pit |  |  | Non-Lead - Plastic | 1985-2000 | 3/4 | Field inspection only with no records | No | Visual inspection at the meter pit |  |  | Unknown | Don't Know | Don't Know | No Lead identified | Single Family Residence | Yes | Unknown | No
451 | 39640 HARBOR HILLS BLVD |  | No | No | Non-Lead - Plastic | Don't know | EST 1985- 2000 | 3/4 | Field inspection only with no records | No | Visual inspection at the meter pit |  |  | Non-Lead - Plastic | 1985-2000 | 3/4 | Field inspection only with no records | No | Visual inspection at the meter pit |  |  | Unknown | Don't Know | Don't Know | No Lead identified | Single Family Residence | Yes | Unknown | No
452 | 39634 HARBOR HILLS BLVD |  | No | No | Non-Lead - Plastic | Don't know | EST 1985- 2000 | 3/4 | Field inspection only with no records | No | Visual inspection at the meter pit |  |  | Non-Lead - Plastic | 1985-2000 | 3/4 | Field inspection only with no records | No | Visual inspection at the meter pit |  |  | Unknown | Don't Know | Don't Know | No Lead identified | Single Family Residence | Yes | Unknown | No
453 | 39622 HARBOR HILLS BLVD |  | No | No | Non-Lead - Plastic | Don't know | EST 1985- 2000 | 3/4 | Field inspection only with no records | No | Visual inspection at the meter pit |  |  | Non-Lead - Plastic | 1985-2000 | 3/4 | Field inspection only with no records | No | Visual inspection at the meter pit |  |  | Unknown | Don't Know | Don't Know | No Lead identified | Single Family Residence | Yes | Unknown | No
454 | 39612 HARBOR HILLS BLVD |  | No | No | Non-Lead - Plastic | Don't know | EST 1985- 2000 | 3/4 | Field inspection only with no records | No | Visual inspection at the meter pit |  |  | Non-Lead - Plastic | 1985-2000 | 3/4 | Field inspection only with no records | No | Visual inspection at the meter pit |  |  | Unknown | Don't Know | Don't Know | No Lead identified | Single Family Residence | Yes | Unknown | No
455 | 5328 MEADOW HILL LOOP |  | No | No | Non-Lead - Plastic | Don't know | EST 1985- 2000 | 3/4 | Field inspection only with no records | No | Visual inspection at the meter pit |  |  | Non-Lead - Plastic | 1985-2000 | 3/4 | Field inspection only with no records | No | Visual inspection at the meter pit |  |  | Unknown | Don't Know | Don't Know | No Lead identified | Single Family Residence | Yes | Unknown | No
456 | 5410 MEADOW HILL LOOP |  | No | No | Non-Lead - Plastic | Don't know | EST 1985- 2000 | 3/4 | Field inspection only with no records | No | Visual inspection at the meter pit |  |  | Non-Lead - Plastic | 1985-2000 | 3/4 | Field inspection only with no records | No | Visual inspection at the meter pit |  |  | Unknown | Don't Know | Don't Know | No Lead identified | Single Family Residence | Yes | Unknown | No
457 | 5422 MEADOW HILL LOOP |  | No | No | Non-Lead - Plastic | Don't know | EST 1985- 2000 | 3/4 | Field inspection only with no records | No | Visual inspection at the meter pit |  |  | Non-Lead - Plastic | 1985-2000 | 3/4 | Field inspection only with no records | No | Visual inspection at the meter pit |  |  | Unknown | Don't Know | Don't Know | No Lead identified | Single Family Residence | Yes | Unknown | No
458 | 5426 MEADOW HILL LOOP |  | No | No | Non-Lead - Plastic | Don't know | EST 1985- 2000 | 3/4 | Field inspection only with no records | No | Visual inspection at the meter pit |  |  | Non-Lead - Plastic | 1985-2000 | 3/4 | Field inspection only with no records | No | Visual inspection at the meter pit |  |  | Unknown | Don't Know | Don't Know | No Lead identified | Single Family Residence | Yes | Unknown | No
459 | 5438 MEADOW HILL LOOP |  | No | No | Non-Lead - Plastic | Don't know | EST 1985- 2000 | 3/4 | Field inspection only with no records | No | Visual inspection at the meter pit |  |  | Non-Lead - Plastic | 1985-2000 | 3/4 | Field inspection only with no records | No | Visual inspection at the meter pit |  |  | Unknown | Don't Know | Don't Know | No Lead identified | Single Family Residence | Yes | Unknown | No
460 | 5442 MEADOW HILL LOOP |  | No | No | Non-Lead - Plastic | Don't know | EST 1985- 2000 | 3/4 | Field inspection only with no records | No | Visual inspection at the meter pit |  |  | Non-Lead - Plastic | 1985-2000 | 3/4 | Field inspection only with no records | No | Visual inspection at the meter pit |  |  | Unknown | Don't Know | Don't Know | No Lead identified | Single Family Residence | Yes | Unknown | No
| 6153 SPINNAKER LOOP |  | No | No | Non-Lead - Plastic | Don't know | EST 1985- 2000 | 3/4 | Field inspection only with no records | No | Visual inspection at the meter pit |  |  | Non-Lead - Plastic | 1985-2000 | 3/4 | Field inspection only with no records | No | Visual inspection at the meter pit |  |  | Unknown | Don't Know | Don't Know | No Lead identified | Single Family Residence | Yes | Unknown | No
| 6151 SPINNAKER LOOP |  | No | No | Non-Lead - Plastic | Don't know | EST 1985- 2000 | 3/4 | Field inspection only with no records | No | Visual inspection at the meter pit |  |  | Non-Lead - Plastic | 1985-2000 | 3/4 | Field inspection only with no records | No | Visual inspection at the meter pit |  |  | Unknown | Don't Know | Don't Know | No Lead identified | Single Family Residence | Yes | Unknown | No
| 6149 SPINNAKER LOOP |  | No | No | Non-Lead - Plastic | Don't know | EST 1985- 2000 | 3/4 | Field inspection only with no records | No | Visual inspection at the meter pit |  |  | Non-Lead - Plastic | 1985-2000 | 3/4 | Field inspection only with no records | No | Visual inspection at the meter pit |  |  | Unknown | Don't Know | Don't Know | No Lead identified | Single Family Residence | Yes | Unknown | No
| 6147 SPINNAKER LOOP |  | No | No | Non-Lead - Plastic | Don't know | EST 1985- 2000 | 3/4 | Field inspection only with no records | No | Visual inspection at the meter pit |  |  | Non-Lead - Plastic | 1985-2000 | 3/4 | Field inspection only with no records | No | Visual inspection at the meter pit |  |  | Unknown | Don't Know | Don't Know | No Lead identified | Single Family Residence | Yes | Unknown | No
| 6145 SPINNAKER LOOP |  | No | No | Non-Lead - Plastic | Don't know | EST 1985- 2000 | 3/4 | Field inspection only with no records | No | Visual inspection at the meter pit |  |  | Non-Lead - Plastic | 1985-2000 | 3/4 | Field inspection only with no records | No | Visual inspection at the meter pit |  |  | Unknown | Don't Know | Don't Know | No Lead identified | Single Family Residence | Yes | Unknown | No
| 6141 SPINNAKER LOOP |  | No | No | Non-Lead - Plastic | Don't know | EST 1985- 2000 | 3/4 | Field inspection only with no records | No | Visual inspection at the meter pit |  |  | Non-Lead - Plastic | 1985-2000 | 3/4 | Field inspection only with no records | No | Visual inspection at the meter pit |  |  | Unknown | Don't Know | Don't Know | No Lead identified | Single Family Residence | Yes | Unknown | Yes
| 6137 SPINNAKER LOOP |  | No | No | Non-Lead - Plastic | Don't know | EST 1985- 2000 | 3/4 | Field inspection only with no records | No | Visual inspection at the meter pit |  |  | Non-Lead - Plastic | 1985-2000 | 3/4 | Field inspection only with no records | No | Visual inspection at the meter pit |  |  | Unknown | Don't Know | Don't Know | No Lead identified | Single Family Residence | Yes | Unknown | No
| 6129 SPINNAKER LOOP |  | No | No | Non-Lead - Plastic | Don't know | EST 1985- 2000 | 3/4 | Field inspection only with no records | No | Visual inspection at the meter pit |  |  | Non-Lead - Plastic | 1985-2000 | 3/4 | Field inspection only with no records | No | Visual inspection at the meter pit |  |  | Unknown | Don't Know | Don't Know | No Lead identified | Single Family Residence | Yes | Unknown | No
| 6125 SPINNAKER LOOP |  | No | No | Non-Lead - Plastic | Don't know | EST 1985- 2000 | 3/4 | Field inspection only with no records | No | Visual inspection at the meter pit |  |  | Non-Lead - Plastic | 1985-2000 | 3/4 | Field inspection only with no records | No | Visual inspection at the meter pit |  |  | Unknown | Don't Know | Don't Know | No Lead identified | Single Family Residence | Yes | Unknown | No
| 6121 SPINNAKER LOOP |  | No | No | Non-Lead - Plastic | Don't know | EST 1985- 2000 | 3/4 | Field inspection only with no records | No | Visual inspection at the meter pit |  |  | Non-Lead - Plastic | 1985-2000 | 3/4 | Field inspection only with no records | No | Visual inspection at the meter pit |  |  | Unknown | Don't Know | Don't Know | No Lead identified | Single Family Residence | Yes | Unknown | No
| 6117 SPINNAKER LOOP |  | No | No | Non-Lead - Plastic | Don't know | EST 1985- 2000 | 3/4 | Field inspection only with no records | No | Visual inspection at the meter pit |  |  | Non-Lead - Plastic | 1985-2000 | 3/4 | Field inspection only with no records | No | Visual inspection at the meter pit |  |  | Unknown | Don't Know | Don't Know | No Lead identified | Single Family Residence | Yes | Unknown | No
| 6109 SPINNAKER LOOP |  | No | No | Non-Lead - Plastic | Don't know | EST 1985- 2000 | 3/4 | Field inspection only with no records | No | Visual inspection at the meter pit |  |  | Non-Lead - Plastic | 1985-2000 | 3/4 | Field inspection only with no records | No | Visual inspection at the meter pit |  |  | Unknown | Don't Know | Don't Know | No Lead identified | Single Family Residence | Yes | Unknown | No
| 6101 SPINNAKER LOOP |  | No | No | Non-Lead - Plastic | Don't know | EST 1985- 2000 | 3/4 | Field inspection only with no records | No | Visual inspection at the meter pit |  |  | Non-Lead - Plastic | 1985-2000 | 3/4 | Field inspection only with no records | No | Visual inspection at the meter pit |  |  | Unknown | Don't Know | Don't Know | No Lead identified | Single Family Residence | Yes | Unknown | No
| 6053 SPINNAKER LOOP |  | No | No | Non-Lead - Plastic | Don't know | EST 1985- 2000 | 3/4 | Field inspection only with no records | No | Visual inspection at the meter pit |  |  | Non-Lead - Plastic | 1985-2000 | 3/4 | Field inspection only with no records | No | Visual inspection at the meter pit |  |  | Unknown | Don't Know | Don't Know | No Lead identified | Single Family Residence | Yes | Unknown | No
| 6035 SPINNAKER LOOP |  | No | No | Non-Lead - Plastic | Don't know | EST 1985- 2000 | 3/4 | Field inspection only with no records | No | Visual inspection at the meter pit |  |  | Non-Lead - Plastic | 1985-2000 | 3/4 | Field inspection only with no records | No | Visual inspection at the meter pit |  |  | Unknown | Don't Know | Don't Know | No Lead identified | Single Family Residence | Yes | Unknown | No
| 6027 SPINNAKER LOOP |  | No | No | Non-Lead - Plastic | Don't know | EST 1985- 2000 | 3/4 | Field inspection only with no records | No | Visual inspection at the meter pit |  |  | Non-Lead - Plastic | 1985-2000 | 3/4 | Field inspection only with no records | No | Visual inspection at the meter pit |  |  | Unknown | Don't Know | Don't Know | No Lead identified | Single Family Residence | Yes | Unknown | No
| 6023 SPINNAKER LOOP |  | No | No | Non-Lead - Plastic | Don't know | EST 1985- 2000 | 3/4 | Field inspection only with no records | No | Visual inspection at the meter pit |  |  | Non-Lead - Plastic | 1985-2000 | 3/4 | Field inspection only with no records | No | Visual inspection at the meter pit |  |  | Unknown | Don't Know | Don't Know | No Lead identified | Single Family Residence | Yes | Unknown | No
| 6019 SPINNAKER LOOP |  | No | No | Non-Lead - Plastic | Don't know | EST 1985- 2000 | 3/4 | Field inspection only with no records | No | Visual inspection at the meter pit |  |  | Non-Lead - Plastic | 1985-2000 | 3/4 | Field inspection only with no records | No | Visual inspection at the meter pit |  |  | Unknown | Don't Know | Don't Know | No Lead identified | Single Family Residence | Yes | Unknown | No
| 6011 SPINNAKER LOOP |  | No | No | Non-Lead - Plastic | Don't know | EST 1985- 2000 | 3/4 | Field inspection only with no records | No | Visual inspection at the meter pit |  |  | Non-Lead - Plastic | 1985-2000 | 3/4 | Field inspection only with no records | No | Visual inspection at the meter pit |  |  | Unknown | Don't Know | Don't Know | No Lead identified | Single Family Residence | Yes | Unknown | No
| 6001 SPINNAKER LOOP |  | No | No | Non-Lead - Plastic | Don't know | EST 1985- 2000 | 3/4 | Field inspection only with no records | No | Visual inspection at the meter pit |  |  | Non-Lead - Plastic | 1985-2000 | 3/4 | Field inspection only with no records | No | Visual inspection at the meter pit |  |  | Unknown | Don't Know | Don't Know | No Lead identified | Single Family Residence | Yes | Unknown | No
| 6050 SPINNAKER LOOP |  | No | No | Non-Lead - Plastic | Don't know | EST 1985- 2000 | 3/4 | Field inspection only with no records | No | Visual inspection at the meter pit |  |  | Non-Lead - Plastic | 1985-2000 | 3/4 | Field inspection only with no records | No | Visual inspection at the meter pit |  |  | Unknown | Don't Know | Don't Know | No Lead identified | Single Family Residence | Yes | Unknown | No
| 6046 SPINNAKER LOOP |  | No | No | Non-Lead - Plastic | Don't know | EST 1985- 2000 | 3/4 | Field inspection only with no records | No | Visual inspection at the meter pit |  |  | Non-Lead - Plastic | 1985-2000 | 3/4 | Field inspection only with no records | No | Visual inspection at the meter pit |  |  | Unknown | Don't Know | Don't Know | No Lead identified | Single Family Residence | Yes | Unknown | No
| 6042 SPINNAKER LOOP |  | No | No | Non-Lead - Plastic | Don't know | EST 1985- 2000 | 3/4 | Field inspection only with no records | No | Visual inspection at the meter pit |  |  | Non-Lead - Plastic | 1985-2000 | 3/4 | Field inspection only with no records | No | Visual inspection at the meter pit |  |  | Unknown | Don't Know | Don't Know | No Lead identified | Single Family Residence | Yes | Unknown | No
| 6038 SPINNAKER LOOP |  | No | No | Non-Lead - Plastic | Don't know | EST 1985- 2000 | 3/4 | Field inspection only with no records | No | Visual inspection at the meter pit |  |  | Non-Lead - Plastic | 1985-2000 | 3/4 | Field inspection only with no records | No | Visual inspection at the meter pit |  |  | Unknown | Don't Know | Don't Know | No Lead identified | Single Family Residence | Yes | Unknown | No
| 6044 SPINNAKER LOOP |  | No | No | Non-Lead - Plastic | Don't know | EST 1985- 2000 | 3/4 | Field inspection only with no records | No | Visual inspection at the meter pit |  |  | Non-Lead - Plastic | 1985-2000 | 3/4 | Field inspection only with no records | No | Visual inspection at the meter pit |  |  | Unknown | Don't Know | Don't Know | No Lead identified | Single Family Residence | Yes | Unknown | No
| 5716 CRESTVIEW DR |  | No | No | Non-Lead - Plastic | Don't know | EST 1985- 2000 | 3/4 | Field inspection only with no records | No | Visual inspection at the meter pit |  |  | Non-Lead - Plastic | 1985-2000 | 3/4 | Field inspection only with no records | No | Visual inspection at the meter pit |  |  | Unknown | Don't Know | Don't Know | No Lead identified | Single Family Residence | Yes | Unknown | No
| 5347 GREENS DR |  | No | No | Non-Lead - Plastic | Don't know | EST 1985- 2000 | 3/4 | Field inspection only with no records | No | Visual inspection at the meter pit |  |  | Non-Lead - Plastic | 1985-2000 | 3/4 | Field inspection only with no records | No | Visual inspection at the meter pit |  |  | Unknown | Don't Know | Don't Know | No Lead identified | Single Family Residence | Yes | Unknown | No
| 39125 TACOMA DR |  | No | No | Non-Lead - Plastic | Don't know | EST 1985- 2000 | 3/4 | Field inspection only with no records | No | Visual inspection at the meter pit |  |  | Non-Lead - Plastic | 1985-2000 | 3/4 | Field inspection only with no records | No | Visual inspection at the meter pit |  |  | Unknown | Don't Know | Don't Know | No Lead identified | Single Family Residence | Yes | Unknown | No
| 5751 CRESTVIEW DR |  | No | No | Non-Lead - Plastic | Don't know | EST 1985- 2000 | 3/4 | Field inspection only with no records | No | Visual inspection at the meter pit |  |  | Non-Lead - Plastic | 1985-2000 | 3/4 | Field inspection only with no records | No | Visual inspection at the meter pit |  |  | Unknown | Don't Know | Don't Know | No Lead identified | Single Family Residence | Yes | Unknown | No
| 5528 CITATION CT |  | No | No | Non-Lead - Plastic | Don't know | EST 1985- 2000 | 3/4 | Field inspection only with no records | No | Visual inspection at the meter pit |  |  | Non-Lead - Plastic | 1985-2000 | 3/4 | Field inspection only with no records | No | Visual inspection at the meter pit |  |  | Unknown | Don't Know | Don't Know | No Lead identified | Single Family Residence | Yes | Unknown | No
| 39136 TREELINE DR |  | No | No | Non-Lead - Plastic | Don't know | EST 1985- 2000 | 3/4 | Field inspection only with no records | No | Visual inspection at the meter pit |  |  | Non-Lead - Plastic | 1985-2000 | 3/4 | Field inspection only with no records | No | Visual inspection at the meter pit |  |  | Unknown | Don't Know | Don't Know | No Lead identified | Single Family Residence | Yes | Unknown | No
| 5246 GREENS DR |  | No | No | Non-Lead - Plastic | Don't know | EST 1985- 2000 | 3/4 | Field inspection only with no records | No | Visual inspection at the meter pit |  |  | Non-Lead - Plastic | 1985-2000 | 3/4 | Field inspection only with no records | No | Visual inspection at the meter pit |  |  | Unknown | Don't Know | Don't Know | No Lead identified | Single Family Residence | Yes | Unknown | No
| 5319 PINEVIEW CT |  | No | No | Non-Lead - Plastic | Don't know | EST 1985- 2000 | 3/4 | Field inspection only with no records | No | Visual inspection at the meter pit |  |  | Non-Lead - Plastic | 1985-2000 | 3/4 | Field inspection only with no records | No | Visual inspection at the meter pit |  |  | Unknown | Don't Know | Don't Know | No Lead identified | Single Family Residence | Yes | Unknown | No
| 39656 HARBOR HILLS BLVD |  | No | No | Non-Lead - Plastic | Don't know | EST 1985- 2000 | 3/4 | Field inspection only with no records | No | Visual inspection at the meter pit |  |  | Non-Lead - Plastic | 1985-2000 | 3/4 | Field inspection only with no records | No | Visual inspection at the meter pit |  |  | Unknown | Don't Know | Don't Know | No Lead identified | Single Family Residence | Yes | Unknown | No
| 6008 LANDINGS BLVD |  | No | No | Non-Lead - Plastic | Don't know | EST 1985- 2000 | 3/4 | Field inspection only with no records | No | Visual inspection at the meter pit |  |  | Non-Lead - Plastic | 1985-2000 | 3/4 | Field inspection only with no records | No | Visual inspection at the meter pit |  |  | Unknown | Don't Know | Don't Know | No Lead identified | Single Family Residence | Yes | Unknown | No
| 6018 LANDINGS BLVD |  | No | No | Non-Lead - Plastic | Don't know | EST 1985- 2000 | 3/4 | Field inspection only with no records | No | Visual inspection at the meter pit |  |  | Non-Lead - Plastic | 1985-2000 | 3/4 | Field inspection only with no records | No | Visual inspection at the meter pit |  |  | Unknown | Don't Know | Don't Know | No Lead identified | Single Family Residence | Yes | Unknown | No
| 6538 LAKE GRIFFIN RD |  | No | No | Non-Lead - Plastic | Don't know | EST 1985- 2000 | 3/4 | Field inspection only with no records | No | Visual inspection at the meter pit |  |  | Non-Lead - Plastic | 1985-2000 | 3/4 | Field inspection only with no records | No | Visual inspection at the meter pit |  |  | Unknown | Don't Know | Don't Know | No Lead identified | Single Family Residence | Yes | Unknown | No
| 6026 LANDINGS BLVD |  | No | No | Non-Lead - Plastic | Don't know | EST 1985- 2000 | 3/4 | Field inspection only with no records | No | Visual inspection at the meter pit |  |  | Non-Lead - Plastic | 1985-2000 | 3/4 | Field inspection only with no records | No | Visual inspection at the meter pit |  |  | Unknown | Don't Know | Don't Know | No Lead identified | Single Family Residence | Yes | Unknown | No
| 6116 LANDINGS BLVD |  | No | No | Non-Lead - Plastic | Don't know | EST 1985- 2000 | 3/4 | Field inspection only with no records | No | Visual inspection at the meter pit |  |  | Non-Lead - Plastic | 1985-2000 | 3/4 | Field inspection only with no records | No | Visual inspection at the meter pit |  |  | Unknown | Don't Know | Don't Know | No Lead identified | Single Family Residence | Yes | Unknown | No
| 6538 LAKE GRIFFIN RD |  | No | No | Non-Lead - Plastic | Don't know | EST 1985- 2000 | 3/4 | Field inspection only with no records | No | Visual inspection at the meter pit |  |  | Non-Lead - Plastic | 1985-2000 | 3/4 | Field inspection only with no records | No | Visual inspection at the meter pit |  |  | Unknown | Don't Know | Don't Know | No Lead identified | Single Family Residence | Yes | Unknown | Yes
| 6208 LANDINGS BLVD |  | No | No | Non-Lead - Plastic | Don't know | EST 1985- 2000 | 3/4 | Field inspection only with no records | No | Visual inspection at the meter pit |  |  | Non-Lead - Plastic | 1985-2000 | 3/4 | Field inspection only with no records | No | Visual inspection at the meter pit |  |  | Unknown | Don't Know | Don't Know | No Lead identified | Single Family Residence | Yes | Unknown | No
| 6042 LANDINGS BLVD |  | No | No | Non-Lead - Plastic | Don't know | EST 1985- 2000 | 3/4 | Field inspection only with no records | No | Visual inspection at the meter pit |  |  | Non-Lead - Plastic | 1985-2000 | 3/4 | Field inspection only with no records | No | Visual inspection at the meter pit |  |  | Unknown | Don't Know | Don't Know | No Lead identified | Single Family Residence | Yes | Unknown | No
| 6538 LAKE GRIFFIN RD |  | No | No | Non-Lead - Plastic | Don't know | EST 1985- 2000 | 3/4 | Field inspection only with no records | No | Visual inspection at the meter pit |  |  | Non-Lead - Plastic | 1985-2000 | 3/4 | Field inspection only with no records | No | Visual inspection at the meter pit |  |  | Unknown | Don't Know | Don't Know | No Lead identified | Single Family Residence | Yes | Unknown | No
| 6050 LANDINGS BLVD |  | No | No | Non-Lead - Plastic | Don't know | EST 1985- 2000 | 3/4 | Field inspection only with no records | No | Visual inspection at the meter pit |  |  | Non-Lead - Plastic | 1985-2000 | 3/4 | Field inspection only with no records | No | Visual inspection at the meter pit |  |  | Unknown | Don't Know | Don't Know | No Lead identified | Single Family Residence | Yes | Unknown | No
| 6104 LANDINGS BLVD |  | No | No | Non-Lead - Plastic | Don't know | EST 1985- 2000 | 3/4 | Field inspection only with no records | No | Visual inspection at the meter pit |  |  | Non-Lead - Plastic | 1985-2000 | 3/4 | Field inspection only with no records | No | Visual inspection at the meter pit |  |  | Unknown | Don't Know | Don't Know | No Lead identified | Single Family Residence | Yes | Unknown | No
| 6538 LAKE GRIFFIN RD |  | No | No | Non-Lead - Plastic | Don't know | EST 1985- 2000 | 3/4 | Field inspection only with no records | No | Visual inspection at the meter pit |  |  | Non-Lead - Plastic | 1985-2000 | 3/4 | Field inspection only with no records | No | Visual inspection at the meter pit |  |  | Unknown | Don't Know | Don't Know | No Lead identified | Single Family Residence | Yes | Unknown | No
| 6538 LAKE GRIFFIN RD |  | No | No | Non-Lead - Plastic | Don't know | EST 1985- 2000 | 3/4 | Field inspection only with no records | No | Visual inspection at the meter pit |  |  | Non-Lead - Plastic | 1985-2000 | 3/4 | Field inspection only with no records | No | Visual inspection at the meter pit |  |  | Unknown | Don't Know | Don't Know | No Lead identified | Single Family Residence | Yes | Unknown | No
| 6120 LANDINGS BLVD |  | No | No | Non-Lead - Plastic | Don't know | EST 1985- 2000 | 3/4 | Field inspection only with no records | No | Visual inspection at the meter pit |  |  | Non-Lead - Plastic | 1985-2000 | 3/4 | Field inspection only with no records | No | Visual inspection at the meter pit |  |  | Unknown | Don't Know | Don't Know | No Lead identified | Single Family Residence | Yes | Unknown | No
| 6538 LAKE GRIFFIN RD |  | No | No | Non-Lead - Plastic | Don't know | EST 1985- 2000 | 3/4 | Field inspection only with no records | No | Visual inspection at the meter pit |  |  | Non-Lead - Plastic | 1985-2000 | 3/4 | Field inspection only with no records | No | Visual inspection at the meter pit |  |  | Unknown | Don't Know | Don't Know | No Lead identified | Single Family Residence | Yes | Unknown | No
| 6128 LANDINGS BLVD |  | No | No | Non-Lead - Plastic | Don't know | EST 1985- 2000 | 3/4 | Field inspection only with no records | No | Visual inspection at the meter pit |  |  | Non-Lead - Plastic | 1985-2000 | 3/4 | Field inspection only with no records | No | Visual inspection at the meter pit |  |  | Unknown | Don't Know | Don't Know | No Lead identified | Single Family Residence | Yes | Unknown | No
| 6538 LAKE GRIFFIN RD |  | No | No | Non-Lead - Plastic | Don't know | EST 1985- 2000 | 3/4 | Field inspection only with no records | No | Visual inspection at the meter pit |  |  | Non-Lead - Plastic | 1985-2000 | 3/4 | Field inspection only with no records | No | Visual inspection at the meter pit |  |  | Unknown | Don't Know | Don't Know | No Lead identified | Single Family Residence | Yes | Unknown | No
| 6132 LANDINGS BLVD |  | No | No | Non-Lead - Plastic | Don't know | EST 1985- 2000 | 3/4 | Field inspection only with no records | No | Visual inspection at the meter pit |  |  | Non-Lead - Plastic | 1985-2000 | 3/4 | Field inspection only with no records | No | Visual inspection at the meter pit |  |  | Unknown | Don't Know | Don't Know | No Lead identified | Single Family Residence | Yes | Unknown | No
| 6204 LANDINGS BLVD |  | No | No | Non-Lead - Plastic | Don't know | EST 1985- 2000 | 3/4 | Field inspection only with no records | No | Visual inspection at the meter pit |  |  | Non-Lead - Plastic | 1985-2000 | 3/4 | Field inspection only with no records | No | Visual inspection at the meter pit |  |  | Unknown | Don't Know | Don't Know | No Lead identified | Single Family Residence | Yes | Unknown | No
| 6212 LANDINGS BLVD |  | No | No | Non-Lead - Plastic | Don't know | EST 1985- 2000 | 3/4 | Field inspection only with no records | No | Visual inspection at the meter pit |  |  | Non-Lead - Plastic | 1985-2000 | 3/4 | Field inspection only with no records | No | Visual inspection at the meter pit |  |  | Unknown | Don't Know | Don't Know | No Lead identified | Single Family Residence | Yes | Unknown | No
| 6216 LANDINGS BLVD |  | No | No | Non-Lead - Plastic | Don't know | EST 1985- 2000 | 3/4 | Field inspection only with no records | No | Visual inspection at the meter pit |  |  | Non-Lead - Plastic | 1985-2000 | 3/4 | Field inspection only with no records | No | Visual inspection at the meter pit |  |  | Unknown | Don't Know | Don't Know | No Lead identified | Single Family Residence | Yes | Unknown | No
| 6224 LANDINGS BLVD |  | No | No | Non-Lead - Plastic | Don't know | EST 1985- 2000 | 3/4 | Field inspection only with no records | No | Visual inspection at the meter pit |  |  | Non-Lead - Plastic | 1985-2000 | 3/4 | Field inspection only with no records | No | Visual inspection at the meter pit |  |  | Unknown | Don't Know | Don't Know | No Lead identified | Single Family Residence | Yes | Unknown | No
| 39929 BAYVIEW DRIVE |  | No | No | Non-Lead - Plastic | Don't know | EST 1985- 2000 | 3/4 | Field inspection only with no records | No | Visual inspection at the meter pit |  |  | Non-Lead - Plastic | 1985-2000 | 3/4 | Field inspection only with no records | No | Visual inspection at the meter pit |  |  | Unknown | Don't Know | Don't Know | No Lead identified | Single Family Residence | Yes | Unknown | No
| 39925 BAYVIEW DRIVE |  | No | No | Non-Lead - Plastic | Don't know | EST 1985- 2000 | 3/4 | Field inspection only with no records | No | Visual inspection at the meter pit |  |  | Non-Lead - Plastic | 1985-2000 | 3/4 | Field inspection only with no records | No | Visual inspection at the meter pit |  |  | Unknown | Don't Know | Don't Know | No Lead identified | Single Family Residence | Yes | Unknown | No
| 39921 BAYVIEW DRIVE |  | No | No | Non-Lead - Plastic | Don't know | EST 1985- 2000 | 3/4 | Field inspection only with no records | No | Visual inspection at the meter pit |  |  | Non-Lead - Plastic | 1985-2000 | 3/4 | Field inspection only with no records | No | Visual inspection at the meter pit |  |  | Unknown | Don't Know | Don't Know | No Lead identified | Single Family Residence | Yes | Unknown | No
| 39911 BAYVIEW DRIVE |  | No | No | Non-Lead - Plastic | Don't know | EST 1985- 2000 | 3/4 | Field inspection only with no records | No | Visual inspection at the meter pit |  |  | Non-Lead - Plastic | 1985-2000 | 3/4 | Field inspection only with no records | No | Visual inspection at the meter pit |  |  | Unknown | Don't Know | Don't Know | No Lead identified | Single Family Residence | Yes | Unknown | No
| 6204 TOPSAIL RD |  | No | No | Non-Lead - Plastic | Don't know | EST 1985- 2000 | 3/4 | Field inspection only with no records | No | Visual inspection at the meter pit |  |  | Non-Lead - Plastic | 1985-2000 | 3/4 | Field inspection only with no records | No | Visual inspection at the meter pit |  |  | Unknown | Don't Know | Don't Know | No Lead identified | Single Family Residence | Yes | Unknown | No
| 39905 BAYVIEW DRIVE |  | No | No | Non-Lead - Plastic | Don't know | EST 1985- 2000 | 3/4 | Field inspection only with no records | No | Visual inspection at the meter pit |  |  | Non-Lead - Plastic | 1985-2000 | 3/4 | Field inspection only with no records | No | Visual inspection at the meter pit |  |  | Unknown | Don't Know | Don't Know | No Lead identified | Single Family Residence | Yes | Unknown | No
| 39901 BAYVIEW DRIVE |  | No | No | Non-Lead - Plastic | Don't know | EST 1985- 2000 | 3/4 | Field inspection only with no records | No | Visual inspection at the meter pit |  |  | Non-Lead - Plastic | 1985-2000 | 3/4 | Field inspection only with no records | No | Visual inspection at the meter pit |  |  | Unknown | Don't Know | Don't Know | No Lead identified | Single Family Residence | Yes | Unknown | No
| 39900 BAYVIEW DRIVE |  | No | No | Non-Lead - Plastic | Don't know | EST 1985- 2000 | 3/4 | Field inspection only with no records | No | Visual inspection at the meter pit |  |  | Non-Lead - Plastic | 1985-2000 | 3/4 | Field inspection only with no records | No | Visual inspection at the meter pit |  |  | Unknown | Don't Know | Don't Know | No Lead identified | Single Family Residence | Yes | Unknown | No
| 39904 BAYVIEW DRIVE |  | No | No | Non-Lead - Plastic | Don't know | EST 1985- 2000 | 3/4 | Field inspection only with no records | No | Visual inspection at the meter pit |  |  | Non-Lead - Plastic | 1985-2000 | 3/4 | Field inspection only with no records | No | Visual inspection at the meter pit |  |  | Unknown | Don't Know | Don't Know | No Lead identified | Single Family Residence | Yes | Unknown | No
| 39908 BAYVIEW DRIVE |  | No | No | Non-Lead - Plastic | Don't know | EST 1985- 2000 | 3/4 | Field inspection only with no records | No | Visual inspection at the meter pit |  |  | Non-Lead - Plastic | 1985-2000 | 3/4 | Field inspection only with no records | No | Visual inspection at the meter pit |  |  | Unknown | Don't Know | Don't Know | No Lead identified | Single Family Residence | Yes | Unknown | No
| MARINA |  | No | No | Non-Lead - Plastic | Don't know | EST 1985- 2000 | 3/4 | Field inspection only with no records | No | Visual inspection at the meter pit |  |  | Non-Lead - Plastic | 1985-2000 | 3/4 | Field inspection only with no records | No | Visual inspection at the meter pit |  |  | Unknown | Don't Know | Don't Know | No Lead identified | Single Family Residence | Yes | Unknown | No
| 39912 BAYVIEW DRIVE |  | No | No | Non-Lead - Plastic | Don't know | EST 1985- 2000 | 3/4 | Field inspection only with no records | No | Visual inspection at the meter pit |  |  | Non-Lead - Plastic | 1985-2000 | 3/4 | Field inspection only with no records | No | Visual inspection at the meter pit |  |  | Unknown | Don't Know | Don't Know | No Lead identified | Single Family Residence | Yes | Unknown | No
| FOUNTAIN/CART WASH |  | No | No | Non-Lead - Plastic | Don't know | EST 1985- 2000 | 3/4 | Field inspection only with no records | No | Visual inspection at the meter pit |  |  | Non-Lead - Plastic | 1985-2000 | 3/4 | Field inspection only with no records | No | Visual inspection at the meter pit |  |  | Unknown | Don't Know | Don't Know | No Lead identified | Single Family Residence | Yes | Unknown | No
| 39916 BAYVIEW DRIVE |  | No | No | Non-Lead - Plastic | Don't know | EST 1985- 2000 | 3/4 | Field inspection only with no records | No | Visual inspection at the meter pit |  |  | Non-Lead - Plastic | 1985-2000 | 3/4 | Field inspection only with no records | No | Visual inspection at the meter pit |  |  | Unknown | Don't Know | Don't Know | No Lead identified | Single Family Residence | Yes | Unknown | No
| 39920 BAYVIEW DRIVE |  | No | No | Non-Lead - Plastic | Don't know | EST 1985- 2000 | 3/4 | Field inspection only with no records | No | Visual inspection at the meter pit |  |  | Non-Lead - Plastic | 1985-2000 | 3/4 | Field inspection only with no records | No | Visual inspection at the meter pit |  |  | Unknown | Don't Know | Don't Know | No Lead identified | Single Family Residence | Yes | Unknown | No
| 6140 TOPSAIL RD |  | No | No | Non-Lead - Plastic | Don't know | EST 1985- 2000 | 3/4 | Field inspection only with no records | No | Visual inspection at the meter pit |  |  | Non-Lead - Plastic | 1985-2000 | 3/4 | Field inspection only with no records | No | Visual inspection at the meter pit |  |  | Unknown | Don't Know | Don't Know | No Lead identified | Single Family Residence | Yes | Unknown | No
| 6144 TOPSAIL RD |  | No | No | Non-Lead - Plastic | Don't know | EST 1985- 2000 | 3/4 | Field inspection only with no records | No | Visual inspection at the meter pit |  |  | Non-Lead - Plastic | 1985-2000 | 3/4 | Field inspection only with no records | No | Visual inspection at the meter pit |  |  | Unknown | Don't Know | Don't Know | No Lead identified | Single Family Residence | Yes | Unknown | No
| 6148 TOPSAIL RD |  | No | No | Non-Lead - Plastic | Don't know | EST 1985- 2000 | 3/4 | Field inspection only with no records | No | Visual inspection at the meter pit |  |  | Non-Lead - Plastic | 1985-2000 | 3/4 | Field inspection only with no records | No | Visual inspection at the meter pit |  |  | Unknown | Don't Know | Don't Know | No Lead identified | Single Family Residence | Yes | Unknown | No
| 6208 TOPSAIL RD |  | No | No | Non-Lead - Plastic | Don't know | EST 1985- 2000 | 3/4 | Field inspection only with no records | No | Visual inspection at the meter pit |  |  | Non-Lead - Plastic | 1985-2000 | 3/4 | Field inspection only with no records | No | Visual inspection at the meter pit |  |  | Unknown | Don't Know | Don't Know | No Lead identified | Single Family Residence | Yes | Unknown | No
| 6212 TOPSAIL RD |  | No | No | Non-Lead - Plastic | Don't know | EST 1985- 2000 | 3/4 | Field inspection only with no records | No | Visual inspection at the meter pit |  |  | Non-Lead - Plastic | 1985-2000 | 3/4 | Field inspection only with no records | No | Visual inspection at the meter pit |  |  | Unknown | Don't Know | Don't Know | No Lead identified | Single Family Residence | Yes | Unknown | No
| 6216 TOPSAIL RD |  | No | No | Non-Lead - Plastic | Don't know | EST 1985- 2000 | 3/4 | Field inspection only with no records | No | Visual inspection at the meter pit |  |  | Non-Lead - Plastic | 1985-2000 | 3/4 | Field inspection only with no records | No | Visual inspection at the meter pit |  |  | Unknown | Don't Know | Don't Know | No Lead identified | Single Family Residence | Yes | Unknown | No
| 6220 TOPSAIL RD |  | No | No | Non-Lead - Plastic | Don't know | EST 1985- 2000 | 3/4 | Field inspection only with no records | No | Visual inspection at the meter pit |  |  | Non-Lead - Plastic | 1985-2000 | 3/4 | Field inspection only with no records | No | Visual inspection at the meter pit |  |  | Unknown | Don't Know | Don't Know | No Lead identified | Single Family Residence | Yes | Unknown | No
| 6224 TOPSAIL RD |  | No | No | Non-Lead - Plastic | Don't know | EST 1985- 2000 | 3/4 | Field inspection only with no records | No | Visual inspection at the meter pit |  |  | Non-Lead - Plastic | 1985-2000 | 3/4 | Field inspection only with no records | No | Visual inspection at the meter pit |  |  | Unknown | Don't Know | Don't Know | No Lead identified | Single Family Residence | Yes | Unknown | No
| 6228 TOPSAIL RD |  | No | No | Non-Lead - Plastic | Don't know | EST 1985- 2000 | 3/4 | Field inspection only with no records | No | Visual inspection at the meter pit |  |  | Non-Lead - Plastic | 1985-2000 | 3/4 | Field inspection only with no records | No | Visual inspection at the meter pit |  |  | Unknown | Don't Know | Don't Know | No Lead identified | Single Family Residence | Yes | Unknown | No
| 6232 TOPSAIL RD |  | No | No | Non-Lead - Plastic | Don't know | EST 1985- 2000 | 3/4 | Field inspection only with no records | No | Visual inspection at the meter pit |  |  | Non-Lead - Plastic | 1985-2000 | 3/4 | Field inspection only with no records | No | Visual inspection at the meter pit |  |  | Unknown | Don't Know | Don't Know | No Lead identified | Single Family Residence | Yes | Unknown | No
| 6236 TOPSAIL RD |  | No | No | Non-Lead - Plastic | Don't know | EST 1985- 2000 | 3/4 | Field inspection only with no records | No | Visual inspection at the meter pit |  |  | Non-Lead - Plastic | 1985-2000 | 3/4 | Field inspection only with no records | No | Visual inspection at the meter pit |  |  | Unknown | Don't Know | Don't Know | No Lead identified | Single Family Residence | Yes | Unknown | No
| 6233 TOPSAIL RD |  | No | No | Non-Lead - Plastic | Don't know | EST 1985- 2000 | 3/4 | Field inspection only with no records | No | Visual inspection at the meter pit |  |  | Non-Lead - Plastic | 1985-2000 | 3/4 | Field inspection only with no records | No | Visual inspection at the meter pit |  |  | Unknown | Don't Know | Don't Know | No Lead identified | Single Family Residence | Yes | Unknown | No
| 6229 TOPSAIL RD |  | No | No | Non-Lead - Plastic | Don't know | EST 1985- 2000 | 3/4 | Field inspection only with no records | No | Visual inspection at the meter pit |  |  | Non-Lead - Plastic | 1985-2000 | 3/4 | Field inspection only with no records | No | Visual inspection at the meter pit |  |  | Unknown | Don't Know | Don't Know | No Lead identified | Single Family Residence | Yes | Unknown | No
| 6223 TOPSAIL RD |  | No | No | Non-Lead - Plastic | Don't know | EST 1985- 2000 | 3/4 | Field inspection only with no records | No | Visual inspection at the meter pit |  |  | Non-Lead - Plastic | 1985-2000 | 3/4 | Field inspection only with no records | No | Visual inspection at the meter pit |  |  | Unknown | Don't Know | Don't Know | No Lead identified | Single Family Residence | Yes | Unknown | No
| 6217 TOPSAIL RD |  | No | No | Non-Lead - Plastic | Don't know | EST 1985- 2000 | 3/4 | Field inspection only with no records | No | Visual inspection at the meter pit |  |  | Non-Lead - Plastic | 1985-2000 | 3/4 | Field inspection only with no records | No | Visual inspection at the meter pit |  |  | Unknown | Don't Know | Don't Know | No Lead identified | Single Family Residence | Yes | Unknown | No
| 6211 TOPSAIL RD |  | No | No | Non-Lead - Plastic | Don't know | EST 1985- 2000 | 3/4 | Field inspection only with no records | No | Visual inspection at the meter pit |  |  | Non-Lead - Plastic | 1985-2000 | 3/4 | Field inspection only with no records | No | Visual inspection at the meter pit |  |  | Unknown | Don't Know | Don't Know | No Lead identified | Single Family Residence | Yes | Unknown | No
| 6201 TOPSAIL RD |  | No | No | Non-Lead - Plastic | Don't know | EST 1985- 2000 | 3/4 | Field inspection only with no records | No | Visual inspection at the meter pit |  |  | Non-Lead - Plastic | 1985-2000 | 3/4 | Field inspection only with no records | No | Visual inspection at the meter pit |  |  | Unknown | Don't Know | Don't Know | No Lead identified | Single Family Residence | Yes | Unknown | No
| 6141 LANDINGS BLVD |  | No | No | Non-Lead - Plastic | Don't know | EST 1985- 2000 | 3/4 | Field inspection only with no records | No | Visual inspection at the meter pit |  |  | Non-Lead - Plastic | 1985-2000 | 3/4 | Field inspection only with no records | No | Visual inspection at the meter pit |  |  | Unknown | Don't Know | Don't Know | No Lead identified | Single Family Residence | Yes | Unknown | No
| 6137 LANDINGS BLVD |  | No | No | Non-Lead - Plastic | Don't know | EST 1985- 2000 | 3/4 | Field inspection only with no records | No | Visual inspection at the meter pit |  |  | Non-Lead - Plastic | 1985-2000 | 3/4 | Field inspection only with no records | No | Visual inspection at the meter pit |  |  | Unknown | Don't Know | Don't Know | No Lead identified | Single Family Residence | Yes | Unknown | No
| 6133 LANDINGS BLVD |  | No | No | Non-Lead - Plastic | Don't know | EST 1985- 2000 | 3/4 | Field inspection only with no records | No | Visual inspection at the meter pit |  |  | Non-Lead - Plastic | 1985-2000 | 3/4 | Field inspection only with no records | No | Visual inspection at the meter pit |  |  | Unknown | Don't Know | Don't Know | No Lead identified | Single Family Residence | Yes | Unknown | No
| 6129 LANDINGS BLVD |  | No | No | Non-Lead - Plastic | Don't know | EST 1985- 2000 | 3/4 | Field inspection only with no records | No | Visual inspection at the meter pit |  |  | Non-Lead - Plastic | 1985-2000 | 3/4 | Field inspection only with no records | No | Visual inspection at the meter pit |  |  | Unknown | Don't Know | Don't Know | No Lead identified | Single Family Residence | Yes | Unknown | No
| 6113 LANDINGS BLVD |  | No | No | Non-Lead - Plastic | Don't know | EST 1985- 2000 | 3/4 | Field inspection only with no records | No | Visual inspection at the meter pit |  |  | Non-Lead - Plastic | 1985-2000 | 3/4 | Field inspection only with no records | No | Visual inspection at the meter pit |  |  | Unknown | Don't Know | Don't Know | No Lead identified | Single Family Residence | Yes | Unknown | No
| 6107 LANDINGS BLVD |  | No | No | Non-Lead - Plastic | Don't know | EST 1985- 2000 | 3/4 | Field inspection only with no records | No | Visual inspection at the meter pit |  |  | Non-Lead - Plastic | 1985-2000 | 3/4 | Field inspection only with no records | No | Visual inspection at the meter pit |  |  | Unknown | Don't Know | Don't Know | No Lead identified | Single Family Residence | Yes | Unknown | No
| 6051 LANDINGS BLVD |  | No | No | Non-Lead - Plastic | Don't know | EST 1985- 2000 | 3/4 | Field inspection only with no records | No | Visual inspection at the meter pit |  |  | Non-Lead - Plastic | 1985-2000 | 3/4 | Field inspection only with no records | No | Visual inspection at the meter pit |  |  | Unknown | Don't Know | Don't Know | No Lead identified | Single Family Residence | Yes | Unknown | No
| 6045 LANDINGS BLVD |  | No | No | Non-Lead - Plastic | Don't know | EST 1985- 2000 | 3/4 | Field inspection only with no records | No | Visual inspection at the meter pit |  |  | Non-Lead - Plastic | 1985-2000 | 3/4 | Field inspection only with no records | No | Visual inspection at the meter pit |  |  | Unknown | Don't Know | Don't Know | No Lead identified | Single Family Residence | Yes | Unknown | No
| 6039 LANDINGS BLVD |  | No | No | Non-Lead - Plastic | Don't know | EST 1985- 2000 | 3/4 | Field inspection only with no records | No | Visual inspection at the meter pit |  |  | Non-Lead - Plastic | 1985-2000 | 3/4 | Field inspection only with no records | No | Visual inspection at the meter pit |  |  | Unknown | Don't Know | Don't Know | No Lead identified | Single Family Residence | Yes | Unknown | No
| 6152 TOPSAIL RD |  | No | No | Non-Lead - Plastic | Don't know | EST 1985- 2000 | 3/4 | Field inspection only with no records | No | Visual inspection at the meter pit |  |  | Non-Lead - Plastic | 1985-2000 | 3/4 | Field inspection only with no records | No | Visual inspection at the meter pit |  |  | Unknown | Don't Know | Don't Know | No Lead identified | Single Family Residence | Yes | Unknown | No
| 39651 HARBOR HILLS BLVD |  | No | No | Non-Lead - Plastic | Don't know | EST 1985- 2000 | 3/4 | Field inspection only with no records | Yes | Visual inspection at the meter pit |  |  | Non-Lead - Plastic | 1985-2000 | 3/4 | Field inspection only with no records | Yes | Visual inspection at the meter pit |  |  | Non-Lead | No | No | No Lead identified | Single Family Residence | Yes | Unknown | No
| 39647 HARBOR HILLS BLVD |  | No | No | Non-Lead - Plastic | Don't know | EST 1985- 2000 | 3/4 | Field inspection only with no records | Yes | Visual inspection at the meter pit |  |  | Non-Lead - Plastic | 1985-2000 | 3/4 | Field inspection only with no records | Yes | Visual inspection at the meter pit |  |  | Non-Lead | No | No | No Lead identified | Single Family Residence | Yes | Unknown | No
| 39641 HARBOR HILLS BLVD |  | No | No | Non-Lead - Plastic | Don't know | EST 1985- 2000 | 3/4 | Field inspection only with no records | Yes | Visual inspection at the meter pit |  |  | Non-Lead - Plastic | 1985-2000 | 3/4 | Field inspection only with no records | Yes | Visual inspection at the meter pit |  |  | Non-Lead | No | No | No Lead identified | Single Family Residence | Yes | Unknown | No
| 39635 HARBOR HILLS BLVD |  | No | No | Non-Lead - Plastic | Don't know | EST 1985- 2000 | 3/4 | Field inspection only with no records | Yes | Visual inspection at the meter pit |  |  | Non-Lead - Plastic | 1985-2000 | 3/4 | Field inspection only with no records | Yes | Visual inspection at the meter pit |  |  | Non-Lead | No | No | No Lead identified | Single Family Residence | Yes | Unknown | No
| 39629 HARBOR HILLS BLVD |  | No | No | Non-Lead - Plastic | Don't know | EST 1985- 2000 | 3/4 | Field inspection only with no records | Yes | Visual inspection at the meter pit |  |  | Non-Lead - Plastic | 1985-2000 | 3/4 | Field inspection only with no records | Yes | Visual inspection at the meter pit |  |  | Non-Lead | No | No | No Lead identified | Single Family Residence | Yes | Unknown | No
| 39621 HARBOR HILLS BLVD |  | No | No | Non-Lead - Plastic | Don't know | EST 1985- 2000 | 3/4 | Field inspection only with no records | Yes | Visual inspection at the meter pit |  |  | Non-Lead - Plastic | 1985-2000 | 3/4 | Field inspection only with no records | Yes | Visual inspection at the meter pit |  |  | Non-Lead | No | No | No Lead identified | Single Family Residence | Yes | Unknown | No
| 39613 HARBOR HILLS BLVD |  | No | No | Non-Lead - Plastic | Don't know | EST 1985- 2000 | 3/4 | Field inspection only with no records | Yes | Visual inspection at the meter pit |  |  | Non-Lead - Plastic | 1985-2000 | 3/4 | Field inspection only with no records | Yes | Visual inspection at the meter pit |  |  | Non-Lead | No | No | No Lead identified | Single Family Residence | Yes | Unknown | No
| 39601 HARBOR HILLS BLVD |  | No | No | Non-Lead - Plastic | Don't know | EST 1985- 2000 | 3/4 | Field inspection only with no records | Yes | Visual inspection at the meter pit |  |  | Non-Lead - Plastic | 1985-2000 | 3/4 | Field inspection only with no records | Yes | Visual inspection at the meter pit |  |  | Non-Lead | No | No | No Lead identified | Single Family Residence | Yes | Unknown | No
| 39545 HARBOR HILLS BLVD |  | No | No | Non-Lead - Plastic | Don't know | EST 1985- 2000 | 3/4 | Field inspection only with no records | Yes | Visual inspection at the meter pit |  |  | Non-Lead - Plastic | 1985-2000 | 3/4 | Field inspection only with no records | Yes | Visual inspection at the meter pit |  |  | Non-Lead | No | No | No Lead identified | Single Family Residence | Yes | Unknown | No
| 39539 HARBOR HILLS BLVD |  | No | No | Non-Lead - Plastic | Don't know | EST 1985- 2000 | 3/4 | Field inspection only with no records | Yes | Visual inspection at the meter pit |  |  | Non-Lead - Plastic | 1985-2000 | 3/4 | Field inspection only with no records | Yes | Visual inspection at the meter pit |  |  | Non-Lead | No | No | No Lead identified | Single Family Residence | Yes | Unknown | No
| 39527 HARBOR HILLS BLVD |  | No | No | Non-Lead - Plastic | Don't know | EST 1985- 2000 | 3/4 | Field inspection only with no records | Yes | Visual inspection at the meter pit |  |  | Non-Lead - Plastic | 1985-2000 | 3/4 | Field inspection only with no records | Yes | Visual inspection at the meter pit |  |  | Non-Lead | No | No | No Lead identified | Single Family Residence | Yes | Unknown | No
| 39519 HARBOR HILLS BLVD |  | No | No | Non-Lead - Plastic | Don't know | EST 1985- 2000 | 3/4 | Field inspection only with no records | Yes | Visual inspection at the meter pit |  |  | Non-Lead - Plastic | 1985-2000 | 3/4 | Field inspection only with no records | Yes | Visual inspection at the meter pit |  |  | Non-Lead | No | No | No Lead identified | Single Family Residence | Yes | Unknown | No
| 39509 HARBOR HILLS BLVD |  | No | No | Non-Lead - Plastic | Don't know | EST 1985- 2000 | 3/4 | Field inspection only with no records | Yes | Visual inspection at the meter pit |  |  | Non-Lead - Plastic | 1985-2000 | 3/4 | Field inspection only with no records | Yes | Visual inspection at the meter pit |  |  | Non-Lead | No | No | No Lead identified | Single Family Residence | Yes | Unknown | No
| 39501 HARBOR HILLS BLVD |  | No | No | Non-Lead - Plastic | Don't know | EST 1985- 2000 | 3/4 | Field inspection only with no records | Yes | Visual inspection at the meter pit |  |  | Non-Lead - Plastic | 1985-2000 | 3/4 | Field inspection only with no records | Yes | Visual inspection at the meter pit |  |  | Non-Lead | No | No | No Lead identified | Single Family Residence | Yes | Unknown | No
| 39646 HARBOR HILLS BLVD |  | No | No | Non-Lead - Plastic | Don't know | EST 1985- 2000 | 3/4 | Field inspection only with no records | Yes | Visual inspection at the meter pit |  |  | Non-Lead - Plastic | 1985-2000 | 3/4 | Field inspection only with no records | Yes | Visual inspection at the meter pit |  |  | Non-Lead | No | No | No Lead identified | Single Family Residence | Yes | Unknown | No
| 6178 SPINNAKER LOOP |  | No | No | Non-Lead - Plastic | Don't know | EST 1985- 2000 | 3/4 | Field inspection only with no records | No | Visual inspection at the meter pit |  |  | Non-Lead - Plastic | 1985-2000 | 3/4 | Field inspection only with no records | No | Visual inspection at the meter pit |  |  | Unknown | Don't Know | Don't Know | No Lead identified | Single Family Residence | Yes | Unknown | No
| 6134 SPINNAKER LOOP |  | No | No | Non-Lead - Plastic | Don't know | EST 1985- 2000 | 3/4 | Field inspection only with no records | No | Visual inspection at the meter pit |  |  | Non-Lead - Plastic | 1985-2000 | 3/4 | Field inspection only with no records | No | Visual inspection at the meter pit |  |  | Unknown | Don't Know | Don't Know | No Lead identified | Single Family Residence | Yes | Unknown | No
| 6126 SPINNAKER LOOP |  | No | No | Non-Lead - Plastic | Don't know | EST 1985- 2000 | 3/4 | Field inspection only with no records | No | Visual inspection at the meter pit |  |  | Non-Lead - Plastic | 1985-2000 | 3/4 | Field inspection only with no records | No | Visual inspection at the meter pit |  |  | Unknown | Don't Know | Don't Know | No Lead identified | Single Family Residence | Yes | Unknown | No
| 6124 SPINNAKER LOOP |  | No | No | Non-Lead - Plastic | Don't know | EST 1985- 2000 | 3/4 | Field inspection only with no records | No | Visual inspection at the meter pit |  |  | Non-Lead - Plastic | 1985-2000 | 3/4 | Field inspection only with no records | No | Visual inspection at the meter pit |  |  | Unknown | Don't Know | Don't Know | No Lead identified | Single Family Residence | Yes | Unknown | No
| 6120 SPINNAKER LOOP |  | No | No | Non-Lead - Plastic | Don't know | EST 1985- 2000 | 3/4 | Field inspection only with no records | No | Visual inspection at the meter pit |  |  | Non-Lead - Plastic | 1985-2000 | 3/4 | Field inspection only with no records | No | Visual inspection at the meter pit |  |  | Unknown | Don't Know | Don't Know | No Lead identified | Single Family Residence | Yes | Unknown | No
| HOA SANDY HILL IRRIG |  | No | No | Non-Lead - Plastic | Don't know | EST 1985- 2000 | 3/4 | Field inspection only with no records | No | Visual inspection at the meter pit |  |  | Non-Lead - Plastic | 1985-2000 | 3/4 | Field inspection only with no records | No | Visual inspection at the meter pit |  |  | Unknown | Don't Know | Don't Know | No Lead identified | Single Family Residence | Yes | Unknown | No
| EMERALD BAY HARDSCAPE |  | No | No | Non-Lead - Plastic | Don't know | EST 1985- 2000 | 3/4 | Field inspection only with no records | No | Visual inspection at the meter pit |  |  | Non-Lead - Plastic | 1985-2000 | 3/4 | Field inspection only with no records | No | Visual inspection at the meter pit |  |  | Unknown | Don't Know | Don't Know | No Lead identified | Single Family Residence | Yes | Unknown | No
| SADDLEBACK W. |  | No | No | Non-Lead - Plastic | Don't know | EST 1985- 2000 | 3/4 | Field inspection only with no records | No | Visual inspection at the meter pit |  |  | Non-Lead - Plastic | 1985-2000 | 3/4 | Field inspection only with no records | No | Visual inspection at the meter pit |  |  | Unknown | Don't Know | Don't Know | No Lead identified | Single Family Residence | Yes | Unknown | No
| GUARD SHACK #1 |  | No | No | Non-Lead - Plastic | Don't know | EST 1985- 2000 | 3/4 | Field inspection only with no records | No | Visual inspection at the meter pit |  |  | Non-Lead - Plastic | 1985-2000 | 3/4 | Field inspection only with no records | No | Visual inspection at the meter pit |  |  | Unknown | Don't Know | Don't Know | No Lead identified | Single Family Residence | Yes | Unknown | No
| SADDLEBACK E. |  | No | No | Non-Lead - Plastic | Don't know | EST 1985- 2000 | 3/4 | Field inspection only with no records | No | Visual inspection at the meter pit |  |  | Non-Lead - Plastic | 1985-2000 | 3/4 | Field inspection only with no records | No | Visual inspection at the meter pit |  |  | Unknown | Don't Know | Don't Know | No Lead identified | Single Family Residence | Yes | Unknown | No
| GUARD SHACK #2 |  | No | No | Non-Lead - Plastic | Don't know | EST 1985- 2000 | 3/4 | Field inspection only with no records | No | Visual inspection at the meter pit |  |  | Non-Lead - Plastic | 1985-2000 | 3/4 | Field inspection only with no records | No | Visual inspection at the meter pit |  |  | Unknown | Don't Know | Don't Know | No Lead identified | Single Family Residence | Yes | Unknown | No
| C33 LV POND IRRIG |  | No | No | Non-Lead - Plastic | Don't know | EST 1985- 2000 | 3/4 | Field inspection only with no records | No | Visual inspection at the meter pit |  |  | Non-Lead - Plastic | 1985-2000 | 3/4 | Field inspection only with no records | No | Visual inspection at the meter pit |  |  | Unknown | Don't Know | Don't Know | No Lead identified | Single Family Residence | Yes | Unknown | No
| LV HARDSCAPE IRRIG |  | No | No | Non-Lead - Plastic | Don't know | EST 1985- 2000 | 3/4 | Field inspection only with no records | No | Visual inspection at the meter pit |  |  | Non-Lead - Plastic | 1985-2000 | 3/4 | Field inspection only with no records | No | Visual inspection at the meter pit |  |  | Unknown | Don't Know | Don't Know | No Lead identified | Single Family Residence | Yes | Unknown | No
| HARBOR EAST |  | No | No | Non-Lead - Plastic | Don't know | EST 1985- 2000 | 3/4 | Field inspection only with no records | No | Visual inspection at the meter pit |  |  | Non-Lead - Plastic | 1985-2000 | 3/4 | Field inspection only with no records | No | Visual inspection at the meter pit |  |  | Unknown | Don't Know | Don't Know | No Lead identified | Single Family Residence | Yes | Unknown | No
| LV WATERING |  | No | No | Non-Lead - Plastic | Don't know | EST 1985- 2000 | 3/4 | Field inspection only with no records | No | Visual inspection at the meter pit |  |  | Non-Lead - Plastic | 1985-2000 | 3/4 | Field inspection only with no records | No | Visual inspection at the meter pit |  |  | Unknown | Don't Know | Don't Know | No Lead identified | Single Family Residence | Yes | Unknown | No
| LV WATERING HARBOR BLUFF |  | No | No | Non-Lead - Plastic | Don't know | EST 1985- 2000 | 3/4 | Field inspection only with no records | No | Visual inspection at the meter pit |  |  | Non-Lead - Plastic | 1985-2000 | 3/4 | Field inspection only with no records | No | Visual inspection at the meter pit |  |  | Unknown | Don't Know | Don't Know | No Lead identified | Single Family Residence | Yes | Unknown | No
| PHASE II COMM. IRRIG |  | No | No | Non-Lead - Plastic | Don't know | EST 1985- 2000 | 3/4 | Field inspection only with no records | No | Visual inspection at the meter pit |  |  | Non-Lead - Plastic | 1985-2000 | 3/4 | Field inspection only with no records | No | Visual inspection at the meter pit |  |  | Unknown | Don't Know | Don't Know | No Lead identified | Single Family Residence | Yes | Unknown | No
| LV WATERING N CUL DE SAC |  | No | No | Non-Lead - Plastic | Don't know | EST 1985- 2000 | 3/4 | Field inspection only with no records | No | Visual inspection at the meter pit |  |  | Non-Lead - Plastic | 1985-2000 | 3/4 | Field inspection only with no records | No | Visual inspection at the meter pit |  |  | Unknown | Don't Know | Don't Know | No Lead identified | Single Family Residence | Yes | Unknown | No
| HOA HARB RIDG CUL DE SAC |  | No | No | Non-Lead - Plastic | Don't know | EST 1985- 2000 | 3/4 | Field inspection only with no records | No | Visual inspection at the meter pit |  |  | Non-Lead - Plastic | 1985-2000 | 3/4 | Field inspection only with no records | No | Visual inspection at the meter pit |  |  | Unknown | Don't Know | Don't Know | No Lead identified | Single Family Residence | Yes | Unknown | No
| OAK PLACE CUL DE SAC |  | No | No | Non-Lead - Plastic | Don't know | EST 1985- 2000 | 3/4 | Field inspection only with no records | No | Visual inspection at the meter pit |  |  | Non-Lead - Plastic | 1985-2000 | 3/4 | Field inspection only with no records | No | Visual inspection at the meter pit |  |  | Unknown | Don't Know | Don't Know | No Lead identified | Single Family Residence | Yes | Unknown | No
| FOUNTAIN WALK CUL DE SAC |  | No | No | Non-Lead - Plastic | Don't know | EST 1985- 2000 | 3/4 | Field inspection only with no records | No | Visual inspection at the meter pit |  |  | Non-Lead - Plastic | 1985-2000 | 3/4 | Field inspection only with no records | No | Visual inspection at the meter pit |  |  | Unknown | Don't Know | Don't Know | No Lead identified | Single Family Residence | Yes | Unknown | No
| C-32 LV WATERPARK |  | No | No | Non-Lead - Plastic | Don't know | EST 1985- 2000 | 3/4 | Field inspection only with no records | No | Visual inspection at the meter pit |  |  | Non-Lead - Plastic | 1985-2000 | 3/4 | Field inspection only with no records | No | Visual inspection at the meter pit |  |  | Unknown | Don't Know | Don't Know | No Lead identified | Single Family Residence | Yes | Unknown | No
| PHASE IIA HARDSCAPE |  | No | No | Non-Lead - Plastic | Don't know | EST 1985- 2000 | 3/4 | Field inspection only with no records | No | Visual inspection at the meter pit |  |  | Non-Lead - Plastic | 1985-2000 | 3/4 | Field inspection only with no records | No | Visual inspection at the meter pit |  |  | Unknown | Don't Know | Don't Know | No Lead identified | Single Family Residence | Yes | Unknown | No
| S BELLA VISTA ENTERANCE |  | No | No | Non-Lead - Plastic | Don't know | EST 1985- 2000 | 3/4 | Field inspection only with no records | No | Visual inspection at the meter pit |  |  | Non-Lead - Plastic | 1985-2000 | 3/4 | Field inspection only with no records | No | Visual inspection at the meter pit |  |  | Unknown | Don't Know | Don't Know | No Lead identified | Single Family Residence | Yes | Unknown | No
| N BELLA VISTA E IRRIG |  | No | No | Non-Lead - Plastic | Don't know | EST 1985- 2000 | 3/4 | Field inspection only with no records | No | Visual inspection at the meter pit |  |  | Non-Lead - Plastic | 1985-2000 | 3/4 | Field inspection only with no records | No | Visual inspection at the meter pit |  |  | Unknown | Don't Know | Don't Know | No Lead identified | Single Family Residence | Yes | Unknown | No
| LV CUL DE SAC |  | No | No | Non-Lead - Plastic | Don't know | EST 1985- 2000 | 3/4 | Field inspection only with no records | No | Visual inspection at the meter pit |  |  | Non-Lead - Plastic | 1985-2000 | 3/4 | Field inspection only with no records | No | Visual inspection at the meter pit |  |  | Unknown | Don't Know | Don't Know | No Lead identified | Single Family Residence | Yes | Unknown | No
| I-1 HARDSCAPES |  | No | No | Non-Lead - Plastic | Don't know | EST 1985- 2000 | 3/4 | Field inspection only with no records | No | Visual inspection at the meter pit |  |  | Non-Lead - Plastic | 1985-2000 | 3/4 | Field inspection only with no records | No | Visual inspection at the meter pit |  |  | Unknown | Don't Know | Don't Know | No Lead identified | Single Family Residence | Yes | Unknown | No
| B-1 HARDSCAPES |  | No | No | Non-Lead - Plastic | Don't know | EST 1985- 2000 | 3/4 | Field inspection only with no records | No | Visual inspection at the meter pit |  |  | Non-Lead - Plastic | 1985-2000 | 3/4 | Field inspection only with no records | No | Visual inspection at the meter pit |  |  | Unknown | Don't Know | Don't Know | No Lead identified | Single Family Residence | Yes | Unknown | No
| M-1 HARDSCAPES |  | No | No | Non-Lead - Plastic | Don't know | EST 1985- 2000 | 3/4 | Field inspection only with no records | No | Visual inspection at the meter pit |  |  | Non-Lead - Plastic | 1985-2000 | 3/4 | Field inspection only with no records | No | Visual inspection at the meter pit |  |  | Unknown | Don't Know | Don't Know | No Lead identified | Single Family Residence | Yes | Unknown | No
| J-1 HARDSCAPE IRRIGAT |  | No | No | Non-Lead - Plastic | Don't know | EST 1985- 2000 | 3/4 | Field inspection only with no records | No | Visual inspection at the meter pit |  |  | Non-Lead - Plastic | 1985-2000 | 3/4 | Field inspection only with no records | No | Visual inspection at the meter pit |  |  | Unknown | Don't Know | Don't Know | No Lead identified | Single Family Residence | Yes | Unknown | No
| S BELLA VISTA IRRIG |  | No | No | Non-Lead - Plastic | Don't know | EST 1985- 2000 | 3/4 | Field inspection only with no records | No | Visual inspection at the meter pit |  |  | Non-Lead - Plastic | 1985-2000 | 3/4 | Field inspection only with no records | No | Visual inspection at the meter pit |  |  | Unknown | Don't Know | Don't Know | No Lead identified | Single Family Residence | Yes | Unknown | No
| GROVE GATEHOUSE |  | No | No | Non-Lead - Plastic | Don't know | EST 1985- 2000 | 3/4 | Field inspection only with no records | No | Visual inspection at the meter pit |  |  | Non-Lead - Plastic | 1985-2000 | 3/4 | Field inspection only with no records | No | Visual inspection at the meter pit |  |  | Non-Lead | Don't Know | Don't Know | No Lead identified | Single Family Residence | Yes | Unknown | No
| 6200 TOPSAIL RD |  | No | No | Non-Lead - Plastic | Don't know | EST 1985- 2000 | 3/4 | Field inspection only with no records | No | Visual inspection at the meter pit |  |  | Non-Lead - Plastic | 1985-2000 | 3/4 | Field inspection only with no records | No | Visual inspection at the meter pit |  |  | Non-Lead | Don't Know | Don't Know | No Lead identified | Single Family Residence | Yes | Unknown | No
| 5408 SADDLEBACK CT |  | No | No | Non-Lead - Plastic | Don't know | EST 1985- 2000 | 3/4 | Field inspection only with no records | No | Visual inspection at the meter pit |  |  | Non-Lead - Plastic | 1985-2000 | 3/4 | Field inspection only with no records | No | Visual inspection at the meter pit |  |  | Non-Lead | Don't Know | Don't Know | No Lead identified | Single Family Residence | Yes | Unknown | No
| 90 EMERALD BAY CUL DE SAC |  | No | No | Non-Lead - Plastic | Don't know | EST 1985- 2000 | 3/4 | Field inspection only with no records | No | Visual inspection at the meter pit |  |  | Non-Lead - Plastic | 1985-2000 | 3/4 | Field inspection only with no records | No | Visual inspection at the meter pit |  |  | Non-Lead | Don't Know | Don't Know | No Lead identified | Single Family Residence | Yes | Unknown | No
| 38638 LAKEVIEW WALK |  | No | No | Non-Lead - Plastic | Don't know | EST 1985- 2000 | 3/4 | Field inspection only with no records | No | Visual inspection at the meter pit |  |  | Non-Lead - Plastic | 1985-2000 | 3/4 | Field inspection only with no records | No | Visual inspection at the meter pit |  |  | Non-Lead | Don't Know | Don't Know | No Lead identified | Single Family Residence | Yes | Unknown | No
| 5335 GREENS DR |  | No | No | Non-Lead - Plastic | Don't know | EST 1985- 2000 | 3/4 | Field inspection only with no records | No | Visual inspection at the meter pit |  |  | Non-Lead - Plastic | 1985-2000 | 3/4 | Field inspection only with no records | No | Visual inspection at the meter pit |  |  | Non-Lead | Don't Know | Don't Know | No Lead identified | Single Family Residence | Yes | Unknown | No
| 6200 LAKE GRIFFIN RD |  | No | No | Non-Lead - Plastic | Don't know | EST 1985- 2000 | 3/4 | Field inspection only with no records | No | Visual inspection at the meter pit |  |  | Non-Lead - Plastic | 1985-2000 | 3/4 | Field inspection only with no records | No | Visual inspection at the meter pit |  |  | Non-Lead | Don't Know | Don't Know | No Lead identified | Single Family Residence | Yes | Unknown | No
| 39706 GROVE HTS |  | No | No | Non-Lead - Plastic | Don't know | EST 1985- 2000 | 3/4 | Field inspection only with no records | No | Visual inspection at the meter pit |  |  | Non-Lead - Plastic | 1985-2000 | 3/4 | Field inspection only with no records | No | Visual inspection at the meter pit |  |  | Non-Lead | Don't Know | Don't Know | No Lead identified | Single Family Residence | Yes | Unknown | No
| 5332 MEADOW HILL LOOP |  | No | No | Non-Lead - Plastic | Don't know | EST 1985- 2000 | 3/4 | Field inspection only with no records | No | Visual inspection at the meter pit |  |  | Non-Lead - Plastic | 1985-2000 | 3/4 | Field inspection only with no records | No | Visual inspection at the meter pit |  |  | Non-Lead | Don't Know | Don't Know | No Lead identified | Single Family Residence | Yes | Unknown | No
| 5830 SPINNAKER LOOP |  | No | No | Non-Lead - Plastic | Don't know | EST 1985- 2000 | 3/4 | Field inspection only with no records | No | Visual inspection at the meter pit |  |  | Non-Lead - Plastic | 1985-2000 | 3/4 | Field inspection only with no records | No | Visual inspection at the meter pit |  |  | Non-Lead | Don't Know | Don't Know | No Lead identified | Single Family Residence | Yes | Unknown | No
| 5410 MEADOW HILL LOOP |  | No | No | Non-Lead - Plastic | Don't know | EST 1985- 2000 | 3/4 | Field inspection only with no records | No | Visual inspection at the meter pit |  |  | Non-Lead - Plastic | 1985-2000 | 3/4 | Field inspection only with no records | No | Visual inspection at the meter pit |  |  | Non-Lead | Don't Know | Don't Know | No Lead identified | Single Family Residence | Yes | Unknown | No
| 24 BELLA VISTA |  | No | No | Non-Lead - Plastic | Don't know | EST 1985- 2000 | 3/4 | Field inspection only with no records | No | Visual inspection at the meter pit |  |  | Non-Lead - Plastic | 1985-2000 | 3/4 | Field inspection only with no records | No | Visual inspection at the meter pit |  |  | Non-Lead | Don't Know | Don't Know | No Lead identified | Single Family Residence | Yes | Unknown | No
| 27 BELLA VISTA |  | No | No | Non-Lead - Plastic | Don't know | EST 1985- 2000 | 3/4 | Field inspection only with no records | No | Visual inspection at the meter pit |  |  | Non-Lead - Plastic | 1985-2000 | 3/4 | Field inspection only with no records | No | Visual inspection at the meter pit |  |  | Non-Lead | Don't Know | Don't Know | No Lead identified | Single Family Residence | Yes | Unknown | No
| 32 BELLA VISTA |  | No | No | Non-Lead - Plastic | Don't know | EST 1985- 2000 | 3/4 | Field inspection only with no records | No | Visual inspection at the meter pit |  |  | Non-Lead - Plastic | 1985-2000 | 3/4 | Field inspection only with no records | No | Visual inspection at the meter pit |  |  | Non-Lead | Don't Know | Don't Know | No Lead identified | Single Family Residence | Yes | Unknown | No
| 57 BELLA VISTA |  | No | No | Non-Lead - Plastic | Don't know | EST 1985- 2000 | 3/4 | Field inspection only with no records | No | Visual inspection at the meter pit |  |  | Non-Lead - Plastic | 1985-2000 | 3/4 | Field inspection only with no records | No | Visual inspection at the meter pit |  |  | Non-Lead | Don't Know | Don't Know | No Lead identified | Single Family Residence | Yes | Unknown | No
| 6125 LANDINGS BLVD |  | No | No | Non-Lead - Plastic | Don't know | EST 1985- 2000 | 3/4 | Field inspection only with no records | No | Visual inspection at the meter pit |  |  | Non-Lead - Plastic | 1985-2000 | 3/4 | Field inspection only with no records | No | Visual inspection at the meter pit |  |  | Non-Lead | Don't Know | Don't Know | No Lead identified | Single Family Residence | Yes | Unknown | No
| 38727 OAK PLACE CT |  | No | No | Non-Lead - Plastic | Don't know | EST 1985- 2000 | 3/4 | Field inspection only with no records | No | Visual inspection at the meter pit |  |  | Non-Lead - Plastic | 1985-2000 | 3/4 | Field inspection only with no records | No | Visual inspection at the meter pit |  |  | Non-Lead | Don't Know | Don't Know | No Lead identified | Single Family Residence | Yes | Unknown | No
| 38948 HARBORWOODS PL |  | No | No | Non-Lead - Plastic | Don't know | EST 1985- 2000 | 3/4 | Field inspection only with no records | No | Visual inspection at the meter pit |  |  | Non-Lead - Plastic | 1985-2000 | 3/4 | Field inspection only with no records | No | Visual inspection at the meter pit |  |  | Non-Lead | Don't Know | Don't Know | No Lead identified | Single Family Residence | Yes | Unknown | No
| 6204 TOPSAIL RD |  | No | No | Non-Lead - Plastic | Don't know | EST 1985- 2000 | 3/4 | Field inspection only with no records | No | Visual inspection at the meter pit |  |  | Non-Lead - Plastic | 1985-2000 | 3/4 | Field inspection only with no records | No | Visual inspection at the meter pit |  |  | Non-Lead | Don't Know | Don't Know | No Lead identified | Single Family Residence | Yes | Unknown | No
| 5130 GROVE MNR |  | No | No | Non-Lead - Plastic | Don't know | EST 1985- 2000 | 3/4 | Field inspection only with no records | No | Visual inspection at the meter pit |  |  | Non-Lead - Plastic | 1985-2000 | 3/4 | Field inspection only with no records | No | Visual inspection at the meter pit |  |  | Non-Lead | Don't Know | Don't Know | No Lead identified | Single Family Residence | Yes | Unknown | No
| 5245 GROVE MNR |  | No | No | Non-Lead - Plastic | Don't know | EST 1985- 2000 | 3/4 | Field inspection only with no records | No | Visual inspection at the meter pit |  |  | Non-Lead - Plastic | 1985-2000 | 3/4 | Field inspection only with no records | No | Visual inspection at the meter pit |  |  | Non-Lead | Don't Know | Don't Know | No Lead identified | Single Family Residence | Yes | Unknown | No
| 5245 GROVE MNR |  | No | No | Non-Lead - Plastic | Don't know | EST 1985- 2000 | 3/4 | Field inspection only with no records | No | Visual inspection at the meter pit |  |  | Non-Lead - Plastic | 1985-2000 | 3/4 | Field inspection only with no records | No | Visual inspection at the meter pit |  |  | Non-Lead | Don't Know | Don't Know | No Lead identified | Single Family Residence | Yes | Unknown | No
| 6031 SPINNAKER LOOP |  | No | No | Non-Lead - Plastic | Don't know | EST 1985- 2000 | 3/4 | Field inspection only with no records | No | Visual inspection at the meter pit |  |  | Non-Lead - Plastic | 1985-2000 | 3/4 | Field inspection only with no records | No | Visual inspection at the meter pit |  |  | Non-Lead | Don't Know | Don't Know | No Lead identified | Single Family Residence | Yes | Unknown | No
| 39058 GRIFFIN LNDG |  | No | No | Non-Lead - Plastic | Don't know | EST 1985- 2000 | 3/4 | Field inspection only with no records | No | Visual inspection at the meter pit |  |  | Non-Lead - Plastic | 1985-2000 | 3/4 | Field inspection only with no records | No | Visual inspection at the meter pit |  |  | Non-Lead | Don't Know | Don't Know | No Lead identified | Single Family Residence | Yes | Unknown | No
| 38720 LAKEVIEW WALK |  | No | No | Non-Lead - Plastic | Don't know | EST 1985- 2000 | 3/4 | Field inspection only with no records | No | Visual inspection at the meter pit |  |  | Non-Lead - Plastic | 1985-2000 | 3/4 | Field inspection only with no records | No | Visual inspection at the meter pit |  |  | Non-Lead | Don't Know | Don't Know | No Lead identified | Single Family Residence | Yes | Unknown | No
| 5414 MEADOW HILL LOOP |  | No | No | Non-Lead - Plastic | Don't know | EST 1985- 2000 | 3/4 | Field inspection only with no records | No | Visual inspection at the meter pit |  |  | Non-Lead - Plastic | 1985-2000 | 3/4 | Field inspection only with no records | No | Visual inspection at the meter pit |  |  | Non-Lead | Don't Know | Don't Know | No Lead identified | Single Family Residence | Yes | Unknown | No
| 5414 MEADOW HILL LOOP |  | No | No | Non-Lead - Plastic | Don't know | EST 1985- 2000 | 3/4 | Field inspection only with no records | No | Visual inspection at the meter pit |  |  | Non-Lead - Plastic | 1985-2000 | 3/4 | Field inspection only with no records | No | Visual inspection at the meter pit |  |  | Non-Lead | Don't Know | Don't Know | No Lead identified | Single Family Residence | Yes | Unknown | No
| 6006 SPINNAKER LOOP |  | No | No | Non-Lead - Plastic | Don't know | EST 1985- 2000 | 3/4 | Field inspection only with no records | No | Visual inspection at the meter pit |  |  | Non-Lead - Plastic | 1985-2000 | 3/4 | Field inspection only with no records | No | Visual inspection at the meter pit |  |  | Non-Lead | Don't Know | Don't Know | No Lead identified | Single Family Residence | Yes | Unknown | No
| HARBORWOODS PL CUL DE SAC IRRI |  | No | No | Non-Lead - Plastic | Don't know | EST 1985- 2000 | 3/4 | Field inspection only with no records | No | Visual inspection at the meter pit |  |  | Non-Lead - Plastic | 1985-2000 | 3/4 | Field inspection only with no records | No | Visual inspection at the meter pit |  |  | Non-Lead | Don't Know | Don't Know | No Lead identified | Single Family Residence | Yes | Unknown | No
| 5406 MEADOW HILL LOOP |  | No | No | Non-Lead - Plastic | Don't know | EST 1985- 2000 | 3/4 | Field inspection only with no records | No | Visual inspection at the meter pit |  |  | Non-Lead - Plastic | 1985-2000 | 3/4 | Field inspection only with no records | No | Visual inspection at the meter pit |  |  | Non-Lead | Don't Know | Don't Know | No Lead identified | Single Family Residence | Yes | Unknown | No
| 5418 MEADOW HILL LOOP |  | No | No | Non-Lead - Plastic | Don't know | EST 1985- 2000 | 3/4 | Field inspection only with no records | No | Visual inspection at the meter pit |  |  | Non-Lead - Plastic | 1985-2000 | 3/4 | Field inspection only with no records | No | Visual inspection at the meter pit |  |  | Non-Lead | Don't Know | Don't Know | No Lead identified | Single Family Residence | Yes | Unknown | No
| 5500 MEADOW HILL LOOP |  | No | No | Non-Lead - Plastic | Don't know | EST 1985- 2000 | 3/4 | Field inspection only with no records | No | Visual inspection at the meter pit |  |  | Non-Lead - Plastic | 1985-2000 | 3/4 | Field inspection only with no records | No | Visual inspection at the meter pit |  |  | Non-Lead | Don't Know | Don't Know | No Lead identified | Single Family Residence | Yes | Unknown | No
| 6A-57 BV - IRRIGATION HILLRISE LN |  | No | No | Non-Lead - Plastic | Don't know | EST 1985- 2000 | 3/4 | Field inspection only with no records | No | Visual inspection at the meter pit |  |  | Non-Lead - Plastic | 1985-2000 | 3/4 | Field inspection only with no records | No | Visual inspection at the meter pit |  |  | Non-Lead | Don't Know | Don't Know | No Lead identified | Single Family Residence | Yes | Unknown | No
| 38711 OAK PLACE CT |  | No | No | Non-Lead - Plastic | Don't know | EST 1985- 2000 | 3/4 | Field inspection only with no records | No | Visual inspection at the meter pit |  |  | Non-Lead - Plastic | 1985-2000 | 3/4 | Field inspection only with no records | No | Visual inspection at the meter pit |  |  | Non-Lead | Don't Know | Don't Know | No Lead identified | Single Family Residence | Yes | Unknown | No
| LAKEVIEW NORTH CUL DE SAC |  | No | No | Non-Lead - Plastic | Don't know | EST 1985- 2000 | 3/4 | Field inspection only with no records | No | Visual inspection at the meter pit |  |  | Non-Lead - Plastic | 1985-2000 | 3/4 | Field inspection only with no records | No | Visual inspection at the meter pit |  |  | Non-Lead | Don't Know | Don't Know | No Lead identified | Single Family Residence | Yes | Unknown | No
| 5504 MEADOW HILL LOOP |  | No | No | Non-Lead - Plastic | Don't know | EST 1985- 2000 | 3/4 | Field inspection only with no records | No | Visual inspection at the meter pit |  |  | Non-Lead - Plastic | 1985-2000 | 3/4 | Field inspection only with no records | No | Visual inspection at the meter pit |  |  | Non-Lead | Don't Know | Don't Know | No Lead identified | Single Family Residence | Yes | Unknown | No
| 5430 MEADOW HILL LOOP |  | No | No | Non-Lead - Plastic | Don't know | EST 1985- 2000 | 3/4 | Field inspection only with no records | No | Visual inspection at the meter pit |  |  | Non-Lead - Plastic | 1985-2000 | 3/4 | Field inspection only with no records | No | Visual inspection at the meter pit |  |  | Non-Lead | Don't Know | Don't Know | No Lead identified | Single Family Residence | Yes | Unknown | No
| 6113 SPINNAKER LOOP |  | No | No | Non-Lead - Plastic | Don't know | EST 1985- 2000 | 3/4 | Field inspection only with no records | No | Visual inspection at the meter pit |  |  | Non-Lead - Plastic | 1985-2000 | 3/4 | Field inspection only with no records | No | Visual inspection at the meter pit |  |  | Non-Lead | Don't Know | Don't Know | No Lead identified | Single Family Residence | Yes | Unknown | No
| 39512 HILLRISE LN |  | No | No | Non-Lead - Plastic | Don't know | EST 1985- 2000 | 3/4 | Field inspection only with no records | No | Visual inspection at the meter pit |  |  | Non-Lead - Plastic | 1985-2000 | 3/4 | Field inspection only with no records | No | Visual inspection at the meter pit |  |  | Non-Lead | Don't Know | Don't Know | No Lead identified | Single Family Residence | Yes | Unknown | No
| 39514 HILLRISE LN |  | No | No | Non-Lead - Plastic | Don't know | EST 1985- 2000 | 3/4 | Field inspection only with no records | No | Visual inspection at the meter pit |  |  | Non-Lead - Plastic | 1985-2000 | 3/4 | Field inspection only with no records | No | Visual inspection at the meter pit |  |  | Non-Lead | Don't Know | Don't Know | No Lead identified | Single Family Residence | Yes | Unknown | No
| 5508 MEADOW HILL LOOP |  | No | No | Non-Lead - Plastic | Don't know | EST 1985- 2000 | 3/4 | Field inspection only with no records | No | Visual inspection at the meter pit |  |  | Non-Lead - Plastic | 1985-2000 | 3/4 | Field inspection only with no records | No | Visual inspection at the meter pit |  |  | Non-Lead | Don't Know | Don't Know | No Lead identified | Single Family Residence | Yes | Unknown | No
| 5324 MEADOW HILL LOOP |  | No | No | Non-Lead - Plastic | Don't know | EST 1985- 2000 | 3/4 | Field inspection only with no records | No | Visual inspection at the meter pit |  |  | Non-Lead - Plastic | 1985-2000 | 3/4 | Field inspection only with no records | No | Visual inspection at the meter pit |  |  | Non-Lead | Don't Know | Don't Know | No Lead identified | Single Family Residence | Yes | Unknown | No
| 39420 HILLOCK COURT |  | No | No | Non-Lead - Plastic | Don't know | EST 1985- 2000 | 3/4 | Field inspection only with no records | No | Visual inspection at the meter pit |  |  | Non-Lead - Plastic | 1985-2000 | 3/4 | Field inspection only with no records | No | Visual inspection at the meter pit |  |  | Non-Lead | Don't Know | Don't Know | No Lead identified | Single Family Residence | Yes | Unknown | No
| 5431 MEADOW HILL LOOP |  | No | No | Non-Lead - Plastic | Don't know | EST 1985- 2000 | 3/4 | Field inspection only with no records | No | Visual inspection at the meter pit |  |  | Non-Lead - Plastic | 1985-2000 | 3/4 | Field inspection only with no records | No | Visual inspection at the meter pit |  |  | Non-Lead | Don't Know | Don't Know | No Lead identified | Single Family Residence | Yes | Unknown | No
| 6102 SPINNAKER LOOP |  | No | No | Non-Lead - Plastic | Don't know | EST 1985- 2000 | 3/4 | Field inspection only with no records | No | Visual inspection at the meter pit |  |  | Non-Lead - Plastic | 1985-2000 | 3/4 | Field inspection only with no records | No | Visual inspection at the meter pit |  |  | Non-Lead | Don't Know | Don't Know | No Lead identified | Single Family Residence | Yes | Unknown | No
| #2 LAKEVIEW ISLAND |  | No | No | Non-Lead - Plastic | Don't know | EST 1985- 2000 | 3/4 | Field inspection only with no records | No | Visual inspection at the meter pit |  |  | Non-Lead - Plastic | 1985-2000 | 3/4 | Field inspection only with no records | No | Visual inspection at the meter pit |  |  | Non-Lead | Don't Know | Don't Know | No Lead identified | Single Family Residence | Yes | Unknown | No
| 39642 GROVE HTS |  | No | No | Non-Lead - Plastic | Don't know | EST 1985- 2000 | 3/4 | Field inspection only with no records | No | Visual inspection at the meter pit |  |  | Non-Lead - Plastic | 1985-2000 | 3/4 | Field inspection only with no records | No | Visual inspection at the meter pit |  |  | Non-Lead | Don't Know | Don't Know | No Lead identified | Single Family Residence | Yes | Unknown | No
| HYDRANT MTR @ HARBOR WATERWORKS |  | No | No | Non-Lead - Plastic | Don't know | EST 1985- 2000 | 3/4 | Field inspection only with no records | No | Visual inspection at the meter pit |  |  | Non-Lead - Plastic | 1985-2000 | 3/4 | Field inspection only with no records | No | Visual inspection at the meter pit |  |  | Non-Lead | Don't Know | Don't Know | No Lead identified | Single Family Residence | Yes | Unknown | No
| 6036 TOPSAIL RD |  | No | No | Non-Lead - Plastic | Don't know | EST 1985- 2000 | 3/4 | Field inspection only with no records | No | Visual inspection at the meter pit |  |  | Non-Lead - Plastic | 1985-2000 | 3/4 | Field inspection only with no records | No | Visual inspection at the meter pit |  |  | Non-Lead | Don't Know | Don't Know | No Lead identified | Single Family Residence | Yes | Unknown | No
| 5434 MEADOW HILL LOOP |  | No | No | Non-Lead - Plastic | Don't know | EST 1985- 2000 | 3/4 | Field inspection only with no records | No | Visual inspection at the meter pit |  |  | Non-Lead - Plastic | 1985-2000 | 3/4 | Field inspection only with no records | No | Visual inspection at the meter pit |  |  | Non-Lead | Don't Know | Don't Know | No Lead identified | Single Family Residence | Yes | Unknown | No
| 39905 SUN GLO CT |  | No | No | Non-Lead - Plastic | Don't know | EST 1985- 2000 | 3/4 | Field inspection only with no records | No | Visual inspection at the meter pit |  |  | Non-Lead - Plastic | 1985-2000 | 3/4 | Field inspection only with no records | No | Visual inspection at the meter pit |  |  | Non-Lead | Don't Know | Don't Know | No Lead identified | Single Family Residence | Yes | Unknown | No
| 38723 OAK PLACE CT |  | No | No | Non-Lead - Plastic | Don't know | EST 1985- 2000 | 3/4 | Field inspection only with no records | No | Visual inspection at the meter pit |  |  | Non-Lead - Plastic | 1985-2000 | 3/4 | Field inspection only with no records | No | Visual inspection at the meter pit |  |  | Non-Lead | Don't Know | Don't Know | No Lead identified | Single Family Residence | Yes | Unknown | No
| 38701 OAK PLACE CT |  | No | No | Non-Lead - Plastic | Don't know | EST 1985- 2000 | 3/4 | Field inspection only with no records | No | Visual inspection at the meter pit |  |  | Non-Lead - Plastic | 1985-2000 | 3/4 | Field inspection only with no records | No | Visual inspection at the meter pit |  |  | Non-Lead | Don't Know | Don't Know | No Lead identified | Single Family Residence | Yes | Unknown | No
| 5505 MEADOW HILL LOOP |  | No | No | Non-Lead - Plastic | Don't know | EST 1985- 2000 | 3/4 | Field inspection only with no records | No | Visual inspection at the meter pit |  |  | Non-Lead - Plastic | 1985-2000 | 3/4 | Field inspection only with no records | No | Visual inspection at the meter pit |  |  | Non-Lead | Don't Know | Don't Know | No Lead identified | Single Family Residence | Yes | Unknown | No
| 5439 MEADOW HILL LOOP |  | No | No | Non-Lead - Plastic | Don't know | EST 1985- 2000 | 3/4 | Field inspection only with no records | No | Visual inspection at the meter pit |  |  | Non-Lead - Plastic | 1985-2000 | 3/4 | Field inspection only with no records | No | Visual inspection at the meter pit |  |  | Non-Lead | Don't Know | Don't Know | No Lead identified | Single Family Residence | Yes | Unknown | No
| 39646 GROVE HTS |  | No | No | Non-Lead - Plastic | Don't know | EST 1985- 2000 | 3/4 | Field inspection only with no records | No | Visual inspection at the meter pit |  |  | Non-Lead - Plastic | 1985-2000 | 3/4 | Field inspection only with no records | No | Visual inspection at the meter pit |  |  | Non-Lead | Don't Know | Don't Know | No Lead identified | Single Family Residence | Yes | Unknown | No
| 5029 HARBOR HTS |  | No | No | Non-Lead - Plastic | Don't know | EST 1985- 2000 | 3/4 | Field inspection only with no records | No | Visual inspection at the meter pit |  |  | Non-Lead - Plastic | 1985-2000 | 3/4 | Field inspection only with no records | No | Visual inspection at the meter pit |  |  | Non-Lead | Don't Know | Don't Know | No Lead identified | Single Family Residence | Yes | Unknown | No
| 5512 MEADOW HILL LOOP |  | No | No | Non-Lead - Plastic | Don't know | EST 1985- 2000 | 3/4 | Field inspection only with no records | No | Visual inspection at the meter pit |  |  | Non-Lead - Plastic | 1985-2000 | 3/4 | Field inspection only with no records | No | Visual inspection at the meter pit |  |  | Non-Lead | Don't Know | Don't Know | No Lead identified | Single Family Residence | Yes | Unknown | No
| 6115 LANDINGS BLVD |  | No | No | Non-Lead - Plastic | Don't know | EST 1985- 2000 | 3/4 | Field inspection only with no records | No | Visual inspection at the meter pit |  |  | Non-Lead - Plastic | 1985-2000 | 3/4 | Field inspection only with no records | No | Visual inspection at the meter pit |  |  | Non-Lead | Don't Know | Don't Know | No Lead identified | Single Family Residence | Yes | Unknown | No
| 5429 EMERALD BAY LN |  | No | No | Non-Lead - Plastic | Don't know | EST 1985- 2000 | 3/4 | Field inspection only with no records | No | Visual inspection at the meter pit |  |  | Non-Lead - Plastic | 1985-2000 | 3/4 | Field inspection only with no records | No | Visual inspection at the meter pit |  |  | Non-Lead | Don't Know | Don't Know | No Lead identified | Single Family Residence | Yes | Unknown | No
| 6220 LANDINGS BLVD |  | No | No | Non-Lead - Plastic | Don't know | EST 1985- 2000 | 3/4 | Field inspection only with no records | No | Visual inspection at the meter pit |  |  | Non-Lead - Plastic | 1985-2000 | 3/4 | Field inspection only with no records | No | Visual inspection at the meter pit |  |  | Non-Lead | Don't Know | Don't Know | No Lead identified | Single Family Residence | Yes | Unknown | No
| 38852 HARBORWOODS PL |  | No | No | Non-Lead - Plastic | Don't know | EST 1985- 2000 | 3/4 | Field inspection only with no records | No | Visual inspection at the meter pit |  |  | Non-Lead - Plastic | 1985-2000 | 3/4 | Field inspection only with no records | No | Visual inspection at the meter pit |  |  | Non-Lead | Don't Know | Don't Know | No Lead identified | Single Family Residence | Yes | Unknown | No
| 6015 SPINNAKER LOOP |  | No | No | Non-Lead - Plastic | Don't know | EST 1985- 2000 | 3/4 | Field inspection only with no records | No | Visual inspection at the meter pit |  |  | Non-Lead - Plastic | 1985-2000 | 3/4 | Field inspection only with no records | No | Visual inspection at the meter pit |  |  | Non-Lead | Don't Know | Don't Know | No Lead identified | Single Family Residence | Yes | Unknown | No
| 5402 MEADOW HILL LOOP |  | No | No | Non-Lead - Plastic | Don't know | EST 1985- 2000 | 3/4 | Field inspection only with no records | No | Visual inspection at the meter pit |  |  | Non-Lead - Plastic | 1985-2000 | 3/4 | Field inspection only with no records | No | Visual inspection at the meter pit |  |  | Non-Lead | Don't Know | Don't Know | No Lead identified | Single Family Residence | Yes | Unknown | No
| 5316 MEADOW HILL LOOP |  | No | No | Non-Lead - Plastic | Don't know | EST 1985- 2000 | 3/4 | Field inspection only with no records | No | Visual inspection at the meter pit |  |  | Non-Lead - Plastic | 1985-2000 | 3/4 | Field inspection only with no records | No | Visual inspection at the meter pit |  |  | Non-Lead | Don't Know | Don't Know | No Lead identified | Single Family Residence | Yes | Unknown | No
| 5501 MEADOW HILL LOOP |  | No | No | Non-Lead - Plastic | Don't know | EST 1985- 2000 | 3/4 | Field inspection only with no records | No | Visual inspection at the meter pit |  |  | Non-Lead - Plastic | 1985-2000 | 3/4 | Field inspection only with no records | No | Visual inspection at the meter pit |  |  | Non-Lead | Don't Know | Don't Know | No Lead identified | Single Family Residence | Yes | Unknown | No
| 5509 MEADOW HILL LOOP |  | No | No | Non-Lead - Plastic | Don't know | EST 1985- 2000 | 3/4 | Field inspection only with no records | No | Visual inspection at the meter pit |  |  | Non-Lead - Plastic | 1985-2000 | 3/4 | Field inspection only with no records | No | Visual inspection at the meter pit |  |  | Non-Lead | Don't Know | Don't Know | No Lead identified | Single Family Residence | Yes | Unknown | No
| 39516 HILLRISE LN |  | No | No | Non-Lead - Plastic | Don't know | EST 1985- 2000 | 3/4 | Field inspection only with no records | No | Visual inspection at the meter pit |  |  | Non-Lead - Plastic | 1985-2000 | 3/4 | Field inspection only with no records | No | Visual inspection at the meter pit |  |  | Non-Lead | Don't Know | Don't Know | No Lead identified | Single Family Residence | Yes | Unknown | No
| 38933 HARBORWOODS PL |  | No | No | Non-Lead - Plastic | Don't know | EST 1985- 2000 | 3/4 | Field inspection only with no records | No | Visual inspection at the meter pit |  |  | Non-Lead - Plastic | 1985-2000 | 3/4 | Field inspection only with no records | No | Visual inspection at the meter pit |  |  | Non-Lead | Don't Know | Don't Know | No Lead identified | Single Family Residence | Yes | Unknown | No
| 5336 MEADOW HILL LOOP |  | No | No | Non-Lead - Plastic | Don't know | EST 1985- 2000 | 3/4 | Field inspection only with no records | No | Visual inspection at the meter pit |  |  | Non-Lead - Plastic | 1985-2000 | 3/4 | Field inspection only with no records | No | Visual inspection at the meter pit |  |  | Non-Lead | Don't Know | Don't Know | No Lead identified | Single Family Residence | Yes | Unknown | No
| 5413 MEADOW HILL LOOP |  | No | No | Non-Lead - Plastic | Don't know | EST 1985- 2000 | 3/4 | Field inspection only with no records | No | Visual inspection at the meter pit |  |  | Non-Lead - Plastic | 1985-2000 | 3/4 | Field inspection only with no records | No | Visual inspection at the meter pit |  |  | Non-Lead | Don't Know | Don't Know | No Lead identified | Single Family Residence | Yes | Unknown | No
| 5236 ISLAND TERRACE CT |  | No | No | Non-Lead - Plastic | Don't know | EST 1985- 2000 | 3/4 | Field inspection only with no records | No | Visual inspection at the meter pit |  |  | Non-Lead - Plastic | 1985-2000 | 3/4 | Field inspection only with no records | No | Visual inspection at the meter pit |  |  | Non-Lead | Don't Know | Don't Know | No Lead identified | Single Family Residence | Yes | Unknown | No
| 6043 SPINNAKER LOOP |  | No | No | Non-Lead - Plastic | Don't know | EST 1985- 2000 | 3/4 | Field inspection only with no records | No | Visual inspection at the meter pit |  |  | Non-Lead - Plastic | 1985-2000 | 3/4 | Field inspection only with no records | No | Visual inspection at the meter pit |  |  | Non-Lead | Don't Know | Don't Know | No Lead identified | Single Family Residence | Yes | Unknown | No
| 5402 SANDY HILL LN |  | No | No | Non-Lead - Plastic | Don't know | EST 1985- 2000 | 3/4 | Field inspection only with no records | No | Visual inspection at the meter pit |  |  | Non-Lead - Plastic | 1985-2000 | 3/4 | Field inspection only with no records | No | Visual inspection at the meter pit |  |  | Non-Lead | Don't Know | Don't Know | No Lead identified | Single Family Residence | Yes | Unknown | No
| 5516 MEADOW HILL LOOP |  | No | No | Non-Lead - Plastic | Don't know | EST 1985- 2000 | 3/4 | Field inspection only with no records | No | Visual inspection at the meter pit |  |  | Non-Lead - Plastic | 1985-2000 | 3/4 | Field inspection only with no records | No | Visual inspection at the meter pit |  |  | Non-Lead | Don't Know | Don't Know | No Lead identified | Single Family Residence | Yes | Unknown | No
| 5520 MEADOW HILL LOOP |  | No | No | Non-Lead - Plastic | Don't know | EST 1985- 2000 | 3/4 | Field inspection only with no records | No | Visual inspection at the meter pit |  |  | Non-Lead - Plastic | 1985-2000 | 3/4 | Field inspection only with no records | No | Visual inspection at the meter pit |  |  | Non-Lead | Don't Know | Don't Know | No Lead identified | Single Family Residence | Yes | Unknown | No
| 39638 GROVE HTS |  | No | No | Non-Lead - Plastic | Don't know | EST 1985- 2000 | 3/4 | Field inspection only with no records | No | Visual inspection at the meter pit |  |  | Non-Lead - Plastic | 1985-2000 | 3/4 | Field inspection only with no records | No | Visual inspection at the meter pit |  |  | Non-Lead | Don't Know | Don't Know | No Lead identified | Single Family Residence | Yes | Unknown | No
| 5419 MEADOW HILL LOOP |  | No | No | Non-Lead - Plastic | Don't know | EST 1985- 2000 | 3/4 | Field inspection only with no records | No | Visual inspection at the meter pit |  |  | Non-Lead - Plastic | 1985-2000 | 3/4 | Field inspection only with no records | No | Visual inspection at the meter pit |  |  | Non-Lead | Don't Know | Don't Know | No Lead identified | Single Family Residence | Yes | Unknown | No
| 39500 HILLRISE LN |  | No | No | Non-Lead - Plastic | Don't know | EST 1985- 2000 | 3/4 | Field inspection only with no records | No | Visual inspection at the meter pit |  |  | Non-Lead - Plastic | 1985-2000 | 3/4 | Field inspection only with no records | No | Visual inspection at the meter pit |  |  | Non-Lead | Don't Know | Don't Know | No Lead identified | Single Family Residence | Yes | Unknown | No
| 38921 HARBORWOODS PL |  | No | No | Non-Lead - Plastic | Don't know | EST 1985- 2000 | 3/4 | Field inspection only with no records | No | Visual inspection at the meter pit |  |  | Non-Lead - Plastic | 1985-2000 | 3/4 | Field inspection only with no records | No | Visual inspection at the meter pit |  |  | Non-Lead | Don't Know | Don't Know | No Lead identified | Single Family Residence | Yes | Unknown | No
| 38924 HARBORWOODS PL |  | No | No | Non-Lead - Plastic | Don't know | EST 1985- 2000 | 3/4 | Field inspection only with no records | No | Visual inspection at the meter pit |  |  | Non-Lead - Plastic | 1985-2000 | 3/4 | Field inspection only with no records | No | Visual inspection at the meter pit |  |  | Non-Lead | Don't Know | Don't Know | No Lead identified | Single Family Residence | Yes | Unknown | No
| 38913 HARBORWOODS PL |  | No | No | Non-Lead - Plastic | Don't know | EST 1985- 2000 | 3/4 | Field inspection only with no records | No | Visual inspection at the meter pit |  |  | Non-Lead - Plastic | 1985-2000 | 3/4 | Field inspection only with no records | No | Visual inspection at the meter pit |  |  | Non-Lead | Don't Know | Don't Know | No Lead identified | Single Family Residence | Yes | Unknown | No
| 38929 HARBORWOODS PL |  | No | No | Non-Lead - Plastic | Don't know | EST 1985- 2000 | 3/4 | Field inspection only with no records | No | Visual inspection at the meter pit |  |  | Non-Lead - Plastic | 1985-2000 | 3/4 | Field inspection only with no records | No | Visual inspection at the meter pit |  |  | Non-Lead | Don't Know | Don't Know | No Lead identified | Single Family Residence | Yes | Unknown | No
| 39650 GROVE HEIGHTS |  | No | No | Non-Lead - Plastic | Don't know | EST 1985- 2000 | 3/4 | Field inspection only with no records | No | Visual inspection at the meter pit |  |  | Non-Lead - Plastic | 1985-2000 | 3/4 | Field inspection only with no records | No | Visual inspection at the meter pit |  |  | Non-Lead | Don't Know | Don't Know | No Lead identified | Single Family Residence | Yes | Unknown | No
| 5417 SANDY HILL LN |  | No | No | Non-Lead - Plastic | Don't know | EST 1985- 2000 | 3/4 | Field inspection only with no records | No | Visual inspection at the meter pit |  |  | Non-Lead - Plastic | 1985-2000 | 3/4 | Field inspection only with no records | No | Visual inspection at the meter pit |  |  | Non-Lead | Don't Know | Don't Know | No Lead identified | Single Family Residence | Yes | Unknown | No
| 39513 HILLRISE LN |  | No | No | Non-Lead - Plastic | Don't know | EST 1985- 2000 | 3/4 | Field inspection only with no records | No | Visual inspection at the meter pit |  |  | Non-Lead - Plastic | 1985-2000 | 3/4 | Field inspection only with no records | No | Visual inspection at the meter pit |  |  | Non-Lead | Don't Know | Don't Know | No Lead identified | Single Family Residence | Yes | Unknown | No
| 38932 HARBORWOODS PL |  | No | No | Non-Lead - Plastic | Don't know | EST 1985- 2000 | 3/4 | Field inspection only with no records | No | Visual inspection at the meter pit |  |  | Non-Lead - Plastic | 1985-2000 | 3/4 | Field inspection only with no records | No | Visual inspection at the meter pit |  |  | Non-Lead | Don't Know | Don't Know | No Lead identified | Single Family Residence | Yes | Unknown | No
| 5320 MEADOW HILL LOOP |  | No | No | Non-Lead - Plastic | Don't know | EST 1985- 2000 | 3/4 | Field inspection only with no records | No | Visual inspection at the meter pit |  |  | Non-Lead - Plastic | 1985-2000 | 3/4 | Field inspection only with no records | No | Visual inspection at the meter pit |  |  | Non-Lead | Don't Know | Don't Know | No Lead identified | Single Family Residence | Yes | Unknown | No
| 5308 MEADOW HILL LOOP |  | No | No | Non-Lead - Plastic | Don't know | EST 1985- 2000 | 3/4 | Field inspection only with no records | No | Visual inspection at the meter pit |  |  | Non-Lead - Plastic | 1985-2000 | 3/4 | Field inspection only with no records | No | Visual inspection at the meter pit |  |  | Non-Lead | Don't Know | Don't Know | No Lead identified | Single Family Residence | Yes | Unknown | No
| 39509 HILLRISE LN |  | No | No | Non-Lead - Plastic | Don't know | EST 1985- 2000 | 3/4 | Field inspection only with no records | No | Visual inspection at the meter pit |  |  | Non-Lead - Plastic | 1985-2000 | 3/4 | Field inspection only with no records | No | Visual inspection at the meter pit |  |  | Non-Lead | Don't Know | Don't Know | No Lead identified | Single Family Residence | Yes | Unknown | No
| 5517 MEADOW HILL LOOP |  | No | No | Non-Lead - Plastic | Don't know | EST 1985- 2000 | 3/4 | Field inspection only with no records | No | Visual inspection at the meter pit |  |  | Non-Lead - Plastic | 1985-2000 | 3/4 | Field inspection only with no records | No | Visual inspection at the meter pit |  |  | Non-Lead | Don't Know | Don't Know | No Lead identified | Single Family Residence | Yes | Unknown | No
| 5072 GREENS DR |  | No | No | Non-Lead - Plastic | Don't know | EST 1985- 2000 | 3/4 | Field inspection only with no records | No | Visual inspection at the meter pit |  |  | Non-Lead - Plastic | 1985-2000 | 3/4 | Field inspection only with no records | No | Visual inspection at the meter pit |  |  | Non-Lead | Don't Know | Don't Know | No Lead identified | Single Family Residence | Yes | Unknown | No
| 5078 GREENS DR |  | No | No | Non-Lead - Plastic | Don't know | EST 1985- 2000 | 3/4 | Field inspection only with no records | No | Visual inspection at the meter pit |  |  | Non-Lead - Plastic | 1985-2000 | 3/4 | Field inspection only with no records | No | Visual inspection at the meter pit |  |  | Non-Lead | Don't Know | Don't Know | No Lead identified | Single Family Residence | Yes | Unknown | No
| 39517 HILLRISE LN |  | No | No | Non-Lead - Plastic | Don't know | EST 1985- 2000 | 3/4 | Field inspection only with no records | No | Visual inspection at the meter pit |  |  | Non-Lead - Plastic | 1985-2000 | 3/4 | Field inspection only with no records | No | Visual inspection at the meter pit |  |  | Non-Lead | Don't Know | Don't Know | No Lead identified | Single Family Residence | Yes | Unknown | No
| 39634 GROVE HTS |  | No | No | Non-Lead - Plastic | Don't know | EST 1985- 2000 | 3/4 | Field inspection only with no records | No | Visual inspection at the meter pit |  |  | Non-Lead - Plastic | 1985-2000 | 3/4 | Field inspection only with no records | No | Visual inspection at the meter pit |  |  | Non-Lead | Don't Know | Don't Know | No Lead identified | Single Family Residence | Yes | Unknown | No
| 5353 SANDY HILL LN |  | No | No | Non-Lead - Plastic | Don't know | EST 1985- 2000 | 3/4 | Field inspection only with no records | No | Visual inspection at the meter pit |  |  | Non-Lead - Plastic | 1985-2000 | 3/4 | Field inspection only with no records | No | Visual inspection at the meter pit |  |  | Non-Lead | Don't Know | Don't Know | No Lead identified | Single Family Residence | Yes | Unknown | No
| 38611 LAKEVIEW WALK |  | No | No | Non-Lead - Plastic | Don't know | EST 1985- 2000 | 3/4 | Field inspection only with no records | No | Visual inspection at the meter pit |  |  | Non-Lead - Plastic | 1985-2000 | 3/4 | Field inspection only with no records | No | Visual inspection at the meter pit |  |  | Non-Lead | Don't Know | Don't Know | No Lead identified | Single Family Residence | Yes | Unknown | No
| 39505 HILLRISE LN |  | No | No | Non-Lead - Plastic | Don't know | EST 1985- 2000 | 3/4 | Field inspection only with no records | No | Visual inspection at the meter pit |  |  | Non-Lead - Plastic | 1985-2000 | 3/4 | Field inspection only with no records | No | Visual inspection at the meter pit |  |  | Non-Lead | Don't Know | Don't Know | No Lead identified | Single Family Residence | Yes | Unknown | No
| 38925 HARBORWOODS PL |  | No | No | Non-Lead - Plastic | Don't know | EST 1985- 2000 | 3/4 | Field inspection only with no records | No | Visual inspection at the meter pit |  |  | Non-Lead - Plastic | 1985-2000 | 3/4 | Field inspection only with no records | No | Visual inspection at the meter pit |  |  | Non-Lead | Don't Know | Don't Know | No Lead identified | Single Family Residence | Yes | Unknown | No
| 39155 TREELINE DR |  | No | No | Non-Lead - Plastic | Don't know | EST 1985- 2000 | 3/4 | Field inspection only with no records | No | Visual inspection at the meter pit |  |  | Non-Lead - Plastic | 1985-2000 | 3/4 | Field inspection only with no records | No | Visual inspection at the meter pit |  |  | Non-Lead | Don't Know | Don't Know | No Lead identified | Single Family Residence | Yes | Unknown | No
| 5312 MEADOW HILL LOOP |  | No | No | Non-Lead - Plastic | Don't know | EST 1985- 2000 | 3/4 | Field inspection only with no records | No | Visual inspection at the meter pit |  |  | Non-Lead - Plastic | 1985-2000 | 3/4 | Field inspection only with no records | No | Visual inspection at the meter pit |  |  | Non-Lead | Don't Know | Don't Know | No Lead identified | Single Family Residence | Yes | Unknown | No
| 5741 CRESTVIEW DR |  | No | No | Non-Lead - Plastic | Don't know | EST 1985- 2000 | 3/4 | Field inspection only with no records | No | Visual inspection at the meter pit |  |  | Non-Lead - Plastic | 1985-2000 | 3/4 | Field inspection only with no records | No | Visual inspection at the meter pit |  |  | Non-Lead | Don't Know | Don't Know | No Lead identified | Single Family Residence | Yes | Unknown | No
| 5344 SANDY HILL LN |  | No | No | Non-Lead - Plastic | Don't know | EST 1985- 2000 | 3/4 | Field inspection only with no records | No | Visual inspection at the meter pit |  |  | Non-Lead - Plastic | 1985-2000 | 3/4 | Field inspection only with no records | No | Visual inspection at the meter pit |  |  | Non-Lead | Don't Know | Don't Know | No Lead identified | Single Family Residence | Yes | Unknown | No
| 39705 GROVE HTS |  | No | No | Non-Lead - Plastic | Don't know | EST 1985- 2000 | 3/4 | Field inspection only with no records | No | Visual inspection at the meter pit |  |  | Non-Lead - Plastic | 1985-2000 | 3/4 | Field inspection only with no records | No | Visual inspection at the meter pit |  |  | Non-Lead | Don't Know | Don't Know | No Lead identified | Single Family Residence | Yes | Unknown | No
| 6020 APPEX WAY |  | No | No | Non-Lead - Plastic | Don't know | EST 1985- 2000 | 3/4 | Field inspection only with no records | No | Visual inspection at the meter pit |  |  | Non-Lead - Plastic | 1985-2000 | 3/4 | Field inspection only with no records | No | Visual inspection at the meter pit |  |  | Non-Lead | Don't Know | Don't Know | No Lead identified | Single Family Residence | Yes | Unknown | No
| 4031 PINNACLE PLACE |  | No | No | Non-Lead - Plastic | Don't know | EST 1985- 2000 | 3/4 | Field inspection only with no records | No | Visual inspection at the meter pit |  |  | Non-Lead - Plastic | 1985-2000 | 3/4 | Field inspection only with no records | No | Visual inspection at the meter pit |  |  | Non-Lead | Don't Know | Don't Know | No Lead identified | Single Family Residence | Yes | Unknown | No
| SOUTH GATE |  | No | No | Non-Lead - Plastic | Don't know | EST 1985- 2000 | 3/4 | Field inspection only with no records | No | Visual inspection at the meter pit |  |  | Non-Lead - Plastic | 1985-2000 | 3/4 | Field inspection only with no records | No | Visual inspection at the meter pit |  |  | Non-Lead | Don't Know | Don't Know | No Lead identified | Single Family Residence | Yes | Unknown | No
| 38715 OAK PLACE CT |  | No | No | Non-Lead - Plastic | Don't know | EST 1985- 2000 | 3/4 | Field inspection only with no records | No | Visual inspection at the meter pit |  |  | Non-Lead - Plastic | 1985-2000 | 3/4 | Field inspection only with no records | No | Visual inspection at the meter pit |  |  | Non-Lead | Don't Know | Don't Know | No Lead identified | Single Family Residence | Yes | Unknown | No
| 5084 GREENS DR |  | No | No | Non-Lead - Plastic | Don't know | EST 1985- 2000 | 3/4 | Field inspection only with no records | No | Visual inspection at the meter pit |  |  | Non-Lead - Plastic | 1985-2000 | 3/4 | Field inspection only with no records | No | Visual inspection at the meter pit |  |  | Non-Lead | Don't Know | Don't Know | No Lead identified | Single Family Residence | Yes | Unknown | No
| 5180 GREENS DR |  | No | No | Non-Lead - Plastic | Don't know | EST 1985- 2000 | 3/4 | Field inspection only with no records | No | Visual inspection at the meter pit |  |  | Non-Lead - Plastic | 1985-2000 | 3/4 | Field inspection only with no records | No | Visual inspection at the meter pit |  |  | Non-Lead | Don't Know | Don't Know | No Lead identified | Single Family Residence | Yes | Unknown | No
| 5352 SANDY HILL LN |  | No | No | Non-Lead - Plastic | Don't know | EST 1985- 2000 | 3/4 | Field inspection only with no records | No | Visual inspection at the meter pit |  |  | Non-Lead - Plastic | 1985-2000 | 3/4 | Field inspection only with no records | No | Visual inspection at the meter pit |  |  | Non-Lead | Don't Know | Don't Know | No Lead identified | Single Family Residence | Yes | Unknown | No
| 38813 HARBORWOODS PL |  | No | No | Non-Lead - Plastic | Don't know | EST 1985- 2000 | 3/4 | Field inspection only with no records | No | Visual inspection at the meter pit |  |  | Non-Lead - Plastic | 1985-2000 | 3/4 | Field inspection only with no records | No | Visual inspection at the meter pit |  |  | Non-Lead | Don't Know | Don't Know | No Lead identified | Single Family Residence | Yes | Unknown | No
| 38944 HARBORWOODS PL |  | No | No | Non-Lead - Plastic | Don't know | EST 1985- 2000 | 3/4 | Field inspection only with no records | No | Visual inspection at the meter pit |  |  | Non-Lead - Plastic | 1985-2000 | 3/4 | Field inspection only with no records | No | Visual inspection at the meter pit |  |  | Non-Lead | Don't Know | Don't Know | No Lead identified | Single Family Residence | Yes | Unknown | No
| 5417 EMERALD BAY LN |  | No | No | Non-Lead - Plastic | Don't know | EST 1985- 2000 | 3/4 | Field inspection only with no records | No | Visual inspection at the meter pit |  |  | Non-Lead - Plastic | 1985-2000 | 3/4 | Field inspection only with no records | No | Visual inspection at the meter pit |  |  | Non-Lead | Don't Know | Don't Know | No Lead identified | Single Family Residence | Yes | Unknown | No
| 38909 HARBORWOODS PL |  | No | No | Non-Lead - Plastic | Don't know | EST 1985- 2000 | 3/4 | Field inspection only with no records | No | Visual inspection at the meter pit |  |  | Non-Lead - Plastic | 1985-2000 | 3/4 | Field inspection only with no records | No | Visual inspection at the meter pit |  |  | Non-Lead | Don't Know | Don't Know | No Lead identified | Single Family Residence | Yes | Unknown | No
| 38917 HARBORWOODS PL |  | No | No | Non-Lead - Plastic | Don't know | EST 1985- 2000 | 3/4 | Field inspection only with no records | No | Visual inspection at the meter pit |  |  | Non-Lead - Plastic | 1985-2000 | 3/4 | Field inspection only with no records | No | Visual inspection at the meter pit |  |  | Non-Lead | Don't Know | Don't Know | No Lead identified | Single Family Residence | Yes | Unknown | No
| 38833 HARBORWOODS PL |  | No | No | Non-Lead - Plastic | Don't know | EST 1985- 2000 | 3/4 | Field inspection only with no records | No | Visual inspection at the meter pit |  |  | Non-Lead - Plastic | 1985-2000 | 3/4 | Field inspection only with no records | No | Visual inspection at the meter pit |  |  | Non-Lead | Don't Know | Don't Know | No Lead identified | Single Family Residence | Yes | Unknown | No
| 6037 APEX WAY |  | No | No | Non-Lead - Plastic | Don't know | EST 1985- 2000 | 3/4 | Field inspection only with no records | No | Visual inspection at the meter pit |  |  | Non-Lead - Plastic | 1985-2000 | 3/4 | Field inspection only with no records | No | Visual inspection at the meter pit |  |  | Non-Lead | Don't Know | Don't Know | No Lead identified | Single Family Residence | Yes | Unknown | No
| 4008 PINNACLE PLACE COURT |  | No | No | Non-Lead - Plastic | Don't know | EST 1985- 2000 | 3/4 | Field inspection only with no records | No | Visual inspection at the meter pit |  |  | Non-Lead - Plastic | 1985-2000 | 3/4 | Field inspection only with no records | No | Visual inspection at the meter pit |  |  | Non-Lead | Don't Know | Don't Know | No Lead identified | Single Family Residence | Yes | Unknown | No
| 5189 GREENS DR |  | No | No | Non-Lead - Plastic | Don't know | EST 1985- 2000 | 3/4 | Field inspection only with no records | No | Visual inspection at the meter pit |  |  | Non-Lead - Plastic | 1985-2000 | 3/4 | Field inspection only with no records | No | Visual inspection at the meter pit |  |  | Non-Lead | Don't Know | Don't Know | No Lead identified | Single Family Residence | Yes | Unknown | No
| 38819 HARBORWOODS PL |  | No | No | Non-Lead - Plastic | Don't know | EST 1985- 2000 | 3/4 | Field inspection only with no records | No | Visual inspection at the meter pit |  |  | Non-Lead - Plastic | 1985-2000 | 3/4 | Field inspection only with no records | No | Visual inspection at the meter pit |  |  | Non-Lead | Don't Know | Don't Know | No Lead identified | Single Family Residence | Yes | Unknown | No
| 5168 GREENS DR |  | No | No | Non-Lead - Plastic | Don't know | EST 1985- 2000 | 3/4 | Field inspection only with no records | No | Visual inspection at the meter pit |  |  | Non-Lead - Plastic | 1985-2000 | 3/4 | Field inspection only with no records | No | Visual inspection at the meter pit |  |  | Non-Lead | Don't Know | Don't Know | No Lead identified | Single Family Residence | Yes | Unknown | No
| 39659 GROVE HTS |  | No | No | Non-Lead - Plastic | Don't know | EST 1985- 2000 | 3/4 | Field inspection only with no records | No | Visual inspection at the meter pit |  |  | Non-Lead - Plastic | 1985-2000 | 3/4 | Field inspection only with no records | No | Visual inspection at the meter pit |  |  | Non-Lead | Don't Know | Don't Know | No Lead identified | Single Family Residence | Yes | Unknown | No
| 5096 GREENS DR |  | No | No | Non-Lead - Plastic | Don't know | EST 1985- 2000 | 3/4 | Field inspection only with no records | No | Visual inspection at the meter pit |  |  | Non-Lead - Plastic | 1985-2000 | 3/4 | Field inspection only with no records | No | Visual inspection at the meter pit |  |  | Non-Lead | Don't Know | Don't Know | No Lead identified | Single Family Residence | Yes | Unknown | No
| 39521 HILLRISE LN |  | No | No | Non-Lead - Plastic | Don't know | EST 1985- 2000 | 3/4 | Field inspection only with no records | No | Visual inspection at the meter pit |  |  | Non-Lead - Plastic | 1985-2000 | 3/4 | Field inspection only with no records | No | Visual inspection at the meter pit |  |  | Non-Lead | Don't Know | Don't Know | No Lead identified | Single Family Residence | Yes | Unknown | No
| 5413 SANDY HILL LN |  | No | No | Non-Lead - Plastic | Don't know | EST 1985- 2000 | 3/4 | Field inspection only with no records | No | Visual inspection at the meter pit |  |  | Non-Lead - Plastic | 1985-2000 | 3/4 | Field inspection only with no records | No | Visual inspection at the meter pit |  |  | Non-Lead | Don't Know | Don't Know | No Lead identified | Single Family Residence | Yes | Unknown | No
| 4019 PINNACLE PLACE |  | No | No | Non-Lead - Plastic | Don't know | EST 1985- 2000 | 3/4 | Field inspection only with no records | No | Visual inspection at the meter pit |  |  | Non-Lead - Plastic | 1985-2000 | 3/4 | Field inspection only with no records | No | Visual inspection at the meter pit |  |  | Non-Lead | Don't Know | Don't Know | No Lead identified | Single Family Residence | Yes | Unknown | No
| 5414 SANDY HILL LN |  | No | No | Non-Lead - Plastic | Don't know | EST 1985- 2000 | 3/4 | Field inspection only with no records | No | Visual inspection at the meter pit |  |  | Non-Lead - Plastic | 1985-2000 | 3/4 | Field inspection only with no records | No | Visual inspection at the meter pit |  |  | Non-Lead | Don't Know | Don't Know | No Lead identified | Single Family Residence | Yes | Unknown | No
| 6014 APEX WAY |  | No | No | Non-Lead - Plastic | Don't know | EST 1985- 2000 | 3/4 | Field inspection only with no records | No | Visual inspection at the meter pit |  |  | Non-Lead - Plastic | 1985-2000 | 3/4 | Field inspection only with no records | No | Visual inspection at the meter pit |  |  | Non-Lead | Don't Know | Don't Know | No Lead identified | Single Family Residence | Yes | Unknown | No
| 38941 HARBORWOODS PL |  | No | No | Non-Lead - Plastic | Don't know | EST 1985- 2000 | 3/4 | Field inspection only with no records | No | Visual inspection at the meter pit |  |  | Non-Lead - Plastic | 1985-2000 | 3/4 | Field inspection only with no records | No | Visual inspection at the meter pit |  |  | Non-Lead | Don't Know | Don't Know | No Lead identified | Single Family Residence | Yes | Unknown | No
| 5174 GREENS DR |  | No | No | Non-Lead - Plastic | Don't know | EST 1985- 2000 | 3/4 | Field inspection only with no records | No | Visual inspection at the meter pit |  |  | Non-Lead - Plastic | 1985-2000 | 3/4 | Field inspection only with no records | No | Visual inspection at the meter pit |  |  | Non-Lead | Don't Know | Don't Know | No Lead identified | Single Family Residence | Yes | Unknown | No
| 5129 GREENS DR |  | No | No | Non-Lead - Plastic | Don't know | EST 1985- 2000 | 3/4 | Field inspection only with no records | No | Visual inspection at the meter pit |  |  | Non-Lead - Plastic | 1985-2000 | 3/4 | Field inspection only with no records | No | Visual inspection at the meter pit |  |  | Non-Lead | Don't Know | Don't Know | No Lead identified | Single Family Residence | Yes | Unknown | No
| 5348 SANDY HILL LN |  | No | No | Non-Lead - Plastic | Don't know | EST 1985- 2000 | 3/4 | Field inspection only with no records | No | Visual inspection at the meter pit |  |  | Non-Lead - Plastic | 1985-2000 | 3/4 | Field inspection only with no records | No | Visual inspection at the meter pit |  |  | Non-Lead | Don't Know | Don't Know | No Lead identified | Single Family Residence | Yes | Unknown | No
| 38905 HARBORWOODS PL |  | No | No | Non-Lead - Plastic | Don't know | EST 1985- 2000 | 3/4 | Field inspection only with no records | No | Visual inspection at the meter pit |  |  | Non-Lead - Plastic | 1985-2000 | 3/4 | Field inspection only with no records | No | Visual inspection at the meter pit |  |  | Non-Lead | Don't Know | Don't Know | No Lead identified | Single Family Residence | Yes | Unknown | No
| 39520 HILLRISE LN |  | No | No | Non-Lead - Plastic | Don't know | EST 1985- 2000 | 3/4 | Field inspection only with no records | No | Visual inspection at the meter pit |  |  | Non-Lead - Plastic | 1985-2000 | 3/4 | Field inspection only with no records | No | Visual inspection at the meter pit |  |  | Non-Lead | Don't Know | Don't Know | No Lead identified | Single Family Residence | Yes | Unknown | No
| 6019 APEX WAY |  | No | No | Non-Lead - Plastic | Don't know | EST 1985- 2000 | 3/4 | Field inspection only with no records | No | Visual inspection at the meter pit |  |  | Non-Lead - Plastic | 1985-2000 | 3/4 | Field inspection only with no records | No | Visual inspection at the meter pit |  |  | Non-Lead | Don't Know | Don't Know | No Lead identified | Single Family Residence | Yes | Unknown | No
| 6200 LANDINGS BLVD |  | No | No | Non-Lead - Plastic | Don't know | EST 1985- 2000 | 3/4 | Field inspection only with no records | No | Visual inspection at the meter pit |  |  | Non-Lead - Plastic | 1985-2000 | 3/4 | Field inspection only with no records | No | Visual inspection at the meter pit |  |  | Non-Lead | Don't Know | Don't Know | No Lead identified | Single Family Residence | Yes | Unknown | No
| 38901 HARBORWOODS PL |  | No | No | Non-Lead - Plastic | Don't know | EST 1985- 2000 | 3/4 | Field inspection only with no records | No | Visual inspection at the meter pit |  |  | Non-Lead - Plastic | 1985-2000 | 3/4 | Field inspection only with no records | No | Visual inspection at the meter pit |  |  | Non-Lead | Don't Know | Don't Know | No Lead identified | Single Family Residence | Yes | Unknown | No
| 5405 SANDY HILL LN |  | No | No | Non-Lead - Plastic | Don't know | EST 1985- 2000 | 3/4 | Field inspection only with no records | No | Visual inspection at the meter pit |  |  | Non-Lead - Plastic | 1985-2000 | 3/4 | Field inspection only with no records | No | Visual inspection at the meter pit |  |  | Non-Lead | Don't Know | Don't Know | No Lead identified | Single Family Residence | Yes | Unknown | No
| 39701 GROVE HEIGHTS |  | No | No | Non-Lead - Plastic | Don't know | EST 1985- 2000 | 3/4 | Field inspection only with no records | No | Visual inspection at the meter pit |  |  | Non-Lead - Plastic | 1985-2000 | 3/4 | Field inspection only with no records | No | Visual inspection at the meter pit |  |  | Non-Lead | Don't Know | Don't Know | No Lead identified | Single Family Residence | Yes | Unknown | No
| 5199 GREENS DR |  | No | No | Non-Lead - Plastic | Don't know | EST 1985- 2000 | 3/4 | Field inspection only with no records | No | Visual inspection at the meter pit |  |  | Non-Lead - Plastic | 1985-2000 | 3/4 | Field inspection only with no records | No | Visual inspection at the meter pit |  |  | Non-Lead | Don't Know | Don't Know | No Lead identified | Single Family Residence | Yes | Unknown | No
| 38829 HARBORWOODS PL |  | No | No | Non-Lead - Plastic | Don't know | EST 1985- 2000 | 3/4 | Field inspection only with no records | No | Visual inspection at the meter pit |  |  | Non-Lead - Plastic | 1985-2000 | 3/4 | Field inspection only with no records | No | Visual inspection at the meter pit |  |  | Non-Lead | Don't Know | Don't Know | No Lead identified | Single Family Residence | Yes | Unknown | No
| 4001 PINNACLE PLACE COURT |  | No | No | Non-Lead - Plastic | Don't know | EST 1985- 2000 | 3/4 | Field inspection only with no records | No | Visual inspection at the meter pit |  |  | Non-Lead - Plastic | 1985-2000 | 3/4 | Field inspection only with no records | No | Visual inspection at the meter pit |  |  | Non-Lead | Don't Know | Don't Know | No Lead identified | Single Family Residence | Yes | Unknown | No
| 39424 HILLOCK COURT |  | No | No | Non-Lead - Plastic | Don't know | EST 1985- 2000 | 3/4 | Field inspection only with no records | No | Visual inspection at the meter pit |  |  | Non-Lead - Plastic | 1985-2000 | 3/4 | Field inspection only with no records | No | Visual inspection at the meter pit |  |  | Non-Lead | Don't Know | Don't Know | No Lead identified | Single Family Residence | Yes | Unknown | No
| 5147 GREENS DR |  | No | No | Non-Lead - Plastic | Don't know | EST 1985- 2000 | 3/4 | Field inspection only with no records | No | Visual inspection at the meter pit |  |  | Non-Lead - Plastic | 1985-2000 | 3/4 | Field inspection only with no records | No | Visual inspection at the meter pit |  |  | Non-Lead | Don't Know | Don't Know | No Lead identified | Single Family Residence | Yes | Unknown | No
| 38851 HARBORWOODS PL |  | No | No | Non-Lead - Plastic | Don't know | EST 1985- 2000 | 3/4 | Field inspection only with no records | No | Visual inspection at the meter pit |  |  | Non-Lead - Plastic | 1985-2000 | 3/4 | Field inspection only with no records | No | Visual inspection at the meter pit |  |  | Non-Lead | Don't Know | Don't Know | No Lead identified | Single Family Residence | Yes | Unknown | No
| 5066 GREENS DR |  | No | No | Non-Lead - Plastic | Don't know | EST 1985- 2000 | 3/4 | Field inspection only with no records | No | Visual inspection at the meter pit |  |  | Non-Lead - Plastic | 1985-2000 | 3/4 | Field inspection only with no records | No | Visual inspection at the meter pit |  |  | Non-Lead | Don't Know | Don't Know | No Lead identified | Single Family Residence | Yes | Unknown | No
| 5186 GREENS DR |  | No | No | Non-Lead - Plastic | Don't know | EST 1985- 2000 | 3/4 | Field inspection only with no records | No | Visual inspection at the meter pit |  |  | Non-Lead - Plastic | 1985-2000 | 3/4 | Field inspection only with no records | No | Visual inspection at the meter pit |  |  | Non-Lead | Don't Know | Don't Know | No Lead identified | Single Family Residence | Yes | Unknown | No
| 38825 HARBORWOODS PL |  | No | No | Non-Lead - Plastic | Don't know | EST 1985- 2000 | 3/4 | Field inspection only with no records | No | Visual inspection at the meter pit |  |  | Non-Lead - Plastic | 1985-2000 | 3/4 | Field inspection only with no records | No | Visual inspection at the meter pit |  |  | Non-Lead | Don't Know | Don't Know | No Lead identified | Single Family Residence | Yes | Unknown | No
| 5304 MEADOW HILL LOOP |  | No | No | Non-Lead - Plastic | Don't know | EST 1985- 2000 | 3/4 | Field inspection only with no records | No | Visual inspection at the meter pit |  |  | Non-Lead - Plastic | 1985-2000 | 3/4 | Field inspection only with no records | No | Visual inspection at the meter pit |  |  | Non-Lead | Don't Know | Don't Know | No Lead identified | Single Family Residence | Yes | Unknown | No
| 5132 GREENS DR |  | No | No | Non-Lead - Plastic | Don't know | EST 1985- 2000 | 3/4 | Field inspection only with no records | No | Visual inspection at the meter pit |  |  | Non-Lead - Plastic | 1985-2000 | 3/4 | Field inspection only with no records | No | Visual inspection at the meter pit |  |  | Non-Lead | Don't Know | Don't Know | No Lead identified | Single Family Residence | Yes | Unknown | No
| 5153 GREENS DR |  | No | No | Non-Lead - Plastic | Don't know | EST 1985- 2000 | 3/4 | Field inspection only with no records | No | Visual inspection at the meter pit |  |  | Non-Lead - Plastic | 1985-2000 | 3/4 | Field inspection only with no records | No | Visual inspection at the meter pit |  |  | Non-Lead | Don't Know | Don't Know | No Lead identified | Single Family Residence | Yes | Unknown | No
| 38837 HARBORWOODS PL |  | No | No | Non-Lead - Plastic | Don't know | EST 1985- 2000 | 3/4 | Field inspection only with no records | No | Visual inspection at the meter pit |  |  | Non-Lead - Plastic | 1985-2000 | 3/4 | Field inspection only with no records | No | Visual inspection at the meter pit |  |  | Non-Lead | Don't Know | Don't Know | No Lead identified | Single Family Residence | Yes | Unknown | No
| 6043 APEX WAY |  | No | No | Non-Lead - Plastic | Don't know | EST 1985- 2000 | 3/4 | Field inspection only with no records | No | Visual inspection at the meter pit |  |  | Non-Lead - Plastic | 1985-2000 | 3/4 | Field inspection only with no records | No | Visual inspection at the meter pit |  |  | Non-Lead | Don't Know | Don't Know | No Lead identified | Single Family Residence | Yes | Unknown | No
| 6008 APEX WAY |  | No | No | Non-Lead - Plastic | Don't know | EST 1985- 2000 | 3/4 | Field inspection only with no records | No | Visual inspection at the meter pit |  |  | Non-Lead - Plastic | 1985-2000 | 3/4 | Field inspection only with no records | No | Visual inspection at the meter pit |  |  | Non-Lead | Don't Know | Don't Know | No Lead identified | Single Family Residence | Yes | Unknown | No
| 38953 HARBORWOODS PL |  | No | No | Non-Lead - Plastic | Don't know | EST 1985- 2000 | 3/4 | Field inspection only with no records | No | Visual inspection at the meter pit |  |  | Non-Lead - Plastic | 1985-2000 | 3/4 | Field inspection only with no records | No | Visual inspection at the meter pit |  |  | Non-Lead | Don't Know | Don't Know | No Lead identified | Single Family Residence | Yes | Unknown | No
| 38855 HARBORWOODS PL |  | No | No | Non-Lead - Plastic | Don't know | EST 1985- 2000 | 3/4 | Field inspection only with no records | No | Visual inspection at the meter pit |  |  | Non-Lead - Plastic | 1985-2000 | 3/4 | Field inspection only with no records | No | Visual inspection at the meter pit |  |  | Non-Lead | Don't Know | Don't Know | No Lead identified | Single Family Residence | Yes | Unknown | No
| 5226 HARBOR BLUFF CT |  | No | No | Non-Lead - Plastic | Don't know | EST 1985- 2000 | 3/4 | Field inspection only with no records | No | Visual inspection at the meter pit |  |  | Non-Lead - Plastic | 1985-2000 | 3/4 | Field inspection only with no records | No | Visual inspection at the meter pit |  |  | Non-Lead | Don't Know | Don't Know | No Lead identified | Single Family Residence | Yes | Unknown | No
| 39504 HILLRISE LN |  | No | No | Non-Lead - Plastic | Don't know | EST 1985- 2000 | 3/4 | Field inspection only with no records | No | Visual inspection at the meter pit |  |  | Non-Lead - Plastic | 1985-2000 | 3/4 | Field inspection only with no records | No | Visual inspection at the meter pit |  |  | Non-Lead | Don't Know | Don't Know | No Lead identified | Single Family Residence | Yes | Unknown | No
| 39653 GROVE HTS |  | No | No | Non-Lead - Plastic | Don't know | EST 1985- 2000 | 3/4 | Field inspection only with no records | No | Visual inspection at the meter pit |  |  | Non-Lead - Plastic | 1985-2000 | 3/4 | Field inspection only with no records | No | Visual inspection at the meter pit |  |  | Non-Lead | Don't Know | Don't Know | No Lead identified | Single Family Residence | Yes | Unknown | No
| 6013 APEX WAY |  | No | No | Non-Lead - Plastic | Don't know | EST 1985- 2000 | 3/4 | Field inspection only with no records | No | Visual inspection at the meter pit |  |  | Non-Lead - Plastic | 1985-2000 | 3/4 | Field inspection only with no records | No | Visual inspection at the meter pit |  |  | Non-Lead | Don't Know | Don't Know | No Lead identified | Single Family Residence | Yes | Unknown | No
| 5159 GREENS DR |  | No | No | Non-Lead - Plastic | Don't know | EST 1985- 2000 | 3/4 | Field inspection only with no records | No | Visual inspection at the meter pit |  |  | Non-Lead - Plastic | 1985-2000 | 3/4 | Field inspection only with no records | No | Visual inspection at the meter pit |  |  | Non-Lead | Don't Know | Don't Know | No Lead identified | Single Family Residence | Yes | Unknown | No
| 5240 ISLAND TERRACE CT |  | No | No | Non-Lead - Plastic | Don't know | EST 1985- 2000 | 3/4 | Field inspection only with no records | No | Visual inspection at the meter pit |  |  | Non-Lead - Plastic | 1985-2000 | 3/4 | Field inspection only with no records | No | Visual inspection at the meter pit |  |  | Non-Lead | Don't Know | Don't Know | No Lead identified | Single Family Residence | Yes | Unknown | No
| 38845 HARBORWOODS PL |  | No | No | Non-Lead - Plastic | Don't know | EST 1985- 2000 | 3/4 | Field inspection only with no records | No | Visual inspection at the meter pit |  |  | Non-Lead - Plastic | 1985-2000 | 3/4 | Field inspection only with no records | No | Visual inspection at the meter pit |  |  | Non-Lead | Don't Know | Don't Know | No Lead identified | Single Family Residence | Yes | Unknown | No
| 4049 PINNACLE PLACE COURT |  | No | No | Non-Lead - Plastic | Don't know | EST 1985- 2000 | 3/4 | Field inspection only with no records | No | Visual inspection at the meter pit |  |  | Non-Lead - Plastic | 1985-2000 | 3/4 | Field inspection only with no records | No | Visual inspection at the meter pit |  |  | Non-Lead | Don't Know | Don't Know | No Lead identified | Single Family Residence | Yes | Unknown | No
| 39630 GROVE HEIGHTS |  | No | No | Non-Lead - Plastic | Don't know | EST 1985- 2000 | 3/4 | Field inspection only with no records | No | Visual inspection at the meter pit |  |  | Non-Lead - Plastic | 1985-2000 | 3/4 | Field inspection only with no records | No | Visual inspection at the meter pit |  |  | Non-Lead | Don't Know | Don't Know | No Lead identified | Single Family Residence | Yes | Unknown | No
| 5090 GREENS DR |  | No | No | Non-Lead - Plastic | Don't know | EST 1985- 2000 | 3/4 | Field inspection only with no records | No | Visual inspection at the meter pit |  |  | Non-Lead - Plastic | 1985-2000 | 3/4 | Field inspection only with no records | No | Visual inspection at the meter pit |  |  | Non-Lead | Don't Know | Don't Know | No Lead identified | Single Family Residence | Yes | Unknown | No
| 6170 SPINNAKER LOOP |  | No | No | Non-Lead - Plastic | Don't know | EST 1985- 2000 | 3/4 | Field inspection only with no records | No | Visual inspection at the meter pit |  |  | Non-Lead - Plastic | 1985-2000 | 3/4 | Field inspection only with no records | No | Visual inspection at the meter pit |  |  | Non-Lead | Don't Know | Don't Know | No Lead identified | Single Family Residence | Yes | Unknown | No
| LANDINGS BLVD AND BAYVIEW DRIVE |  | No | No | Non-Lead - Plastic | Don't know | EST 1985- 2000 | 3/4 | Field inspection only with no records | No | Visual inspection at the meter pit |  |  | Non-Lead - Plastic | 1985-2000 | 3/4 | Field inspection only with no records | No | Visual inspection at the meter pit |  |  | Non-Lead | Don't Know | Don't Know | No Lead identified | Single Family Residence | Yes | Unknown | No
| 6031 APEX WAY |  | No | No | Non-Lead - Plastic | Don't know | EST 1985- 2000 | 3/4 | Field inspection only with no records | No | Visual inspection at the meter pit |  |  | Non-Lead - Plastic | 1985-2000 | 3/4 | Field inspection only with no records | No | Visual inspection at the meter pit |  |  | Non-Lead | Don't Know | Don't Know | No Lead identified | Single Family Residence | Yes | Unknown | No
| 5343 MEADOW HILL LOOP |  | No | No | Non-Lead - Plastic | Don't know | EST 1985- 2000 | 3/4 | Field inspection only with no records | No | Visual inspection at the meter pit |  |  | Non-Lead - Plastic | 1985-2000 | 3/4 | Field inspection only with no records | No | Visual inspection at the meter pit |  |  | Non-Lead | Don't Know | Don't Know | No Lead identified | Single Family Residence | Yes | Unknown | No
| 6174 SPINNAKER LOOP |  | No | No | Non-Lead - Plastic | Don't know | EST 1985- 2000 | 3/4 | Field inspection only with no records | No | Visual inspection at the meter pit |  |  | Non-Lead - Plastic | 1985-2000 | 3/4 | Field inspection only with no records | No | Visual inspection at the meter pit |  |  | Non-Lead | Don't Know | Don't Know | No Lead identified | Single Family Residence | Yes | Unknown | No
| 39647 GROVE HEIGHTS |  | No | No | Non-Lead - Plastic | Don't know | EST 1985- 2000 | 3/4 | Field inspection only with no records | No | Visual inspection at the meter pit |  |  | Non-Lead - Plastic | 1985-2000 | 3/4 | Field inspection only with no records | No | Visual inspection at the meter pit |  |  | Non-Lead | Don't Know | Don't Know | No Lead identified | Single Family Residence | Yes | Unknown | No
| 5102 GREENS DR |  | No | No | Non-Lead - Plastic | Don't know | EST 1985- 2000 | 3/4 | Field inspection only with no records | No | Visual inspection at the meter pit |  |  | Non-Lead - Plastic | 1985-2000 | 3/4 | Field inspection only with no records | No | Visual inspection at the meter pit |  |  | Non-Lead | Don't Know | Don't Know | No Lead identified | Single Family Residence | Yes | Unknown | No
| 38841 HARBORWOODS PL |  | No | No | Non-Lead - Plastic | Don't know | EST 1985- 2000 | 3/4 | Field inspection only with no records | No | Visual inspection at the meter pit |  |  | Non-Lead - Plastic | 1985-2000 | 3/4 | Field inspection only with no records | No | Visual inspection at the meter pit |  |  | Non-Lead | Don't Know | Don't Know | No Lead identified | Single Family Residence | Yes | Unknown | No
| 5135 GREENS DR |  | No | No | Non-Lead - Plastic | Don't know | EST 1985- 2000 | 3/4 | Field inspection only with no records | No | Visual inspection at the meter pit |  |  | Non-Lead - Plastic | 1985-2000 | 3/4 | Field inspection only with no records | No | Visual inspection at the meter pit |  |  | Non-Lead | Don't Know | Don't Know | No Lead identified | Single Family Residence | Yes | Unknown | No
| 5156 GREENS DR |  | No | No | Non-Lead - Plastic | Don't know | EST 1985- 2000 | 3/4 | Field inspection only with no records | No | Visual inspection at the meter pit |  |  | Non-Lead - Plastic | 1985-2000 | 3/4 | Field inspection only with no records | No | Visual inspection at the meter pit |  |  | Non-Lead | Don't Know | Don't Know | No Lead identified | Single Family Residence | Yes | Unknown | No
| 5183 GREENS DR |  | No | No | Non-Lead - Plastic | Don't know | EST 1985- 2000 | 3/4 | Field inspection only with no records | No | Visual inspection at the meter pit |  |  | Non-Lead - Plastic | 1985-2000 | 3/4 | Field inspection only with no records | No | Visual inspection at the meter pit |  |  | Non-Lead | Don't Know | Don't Know | No Lead identified | Single Family Residence | Yes | Unknown | No
| 5331 GROVE MNR |  | No | No | Non-Lead - Plastic | Don't know | EST 1985- 2000 | 3/4 | Field inspection only with no records | No | Visual inspection at the meter pit |  |  | Non-Lead - Plastic | 1985-2000 | 3/4 | Field inspection only with no records | No | Visual inspection at the meter pit |  |  | Non-Lead | Don't Know | Don't Know | No Lead identified | Single Family Residence | Yes | Unknown | No
| 5331 GROVE MNR |  | No | No | Non-Lead - Plastic | Don't know | EST 1985- 2000 | 3/4 | Field inspection only with no records | No | Visual inspection at the meter pit |  |  | Non-Lead - Plastic | 1985-2000 | 3/4 | Field inspection only with no records | No | Visual inspection at the meter pit |  |  | Non-Lead | Don't Know | Don't Know | No Lead identified | Single Family Residence | Yes | Unknown | No
| 38716 LAKEVIEW WALK |  | No | No | Non-Lead - Plastic | Don't know | EST 1985- 2000 | 3/4 | Field inspection only with no records | No | Visual inspection at the meter pit |  |  | Non-Lead - Plastic | 1985-2000 | 3/4 | Field inspection only with no records | No | Visual inspection at the meter pit |  |  | Non-Lead | Don't Know | Don't Know | No Lead identified | Single Family Residence | Yes | Unknown | No
| 4085 PINNACLE PLACE COURT |  | No | No | Non-Lead - Plastic | Don't know | EST 1985- 2000 | 3/4 | Field inspection only with no records | No | Visual inspection at the meter pit |  |  | Non-Lead - Plastic | 1985-2000 | 3/4 | Field inspection only with no records | No | Visual inspection at the meter pit |  |  | Non-Lead | Don't Know | Don't Know | No Lead identified | Single Family Residence | Yes | Unknown | No
| 5141 GREENS DR |  | No | No | Non-Lead - Plastic | Don't know | EST 1985- 2000 | 3/4 | Field inspection only with no records | No | Visual inspection at the meter pit |  |  | Non-Lead - Plastic | 1985-2000 | 3/4 | Field inspection only with no records | No | Visual inspection at the meter pit |  |  | Non-Lead | Don't Know | Don't Know | No Lead identified | Single Family Residence | Yes | Unknown | No
| 38945 HARBORWOODS PL |  | No | No | Non-Lead - Plastic | Don't know | EST 1985- 2000 | 3/4 | Field inspection only with no records | No | Visual inspection at the meter pit |  |  | Non-Lead - Plastic | 1985-2000 | 3/4 | Field inspection only with no records | No | Visual inspection at the meter pit |  |  | Non-Lead | Don't Know | Don't Know | No Lead identified | Single Family Residence | Yes | Unknown | No
| 38712 LAKEVIEW WALK |  | No | No | Non-Lead - Plastic | Don't know | EST 1985- 2000 | 3/4 | Field inspection only with no records | No | Visual inspection at the meter pit |  |  | Non-Lead - Plastic | 1985-2000 | 3/4 | Field inspection only with no records | No | Visual inspection at the meter pit |  |  | Non-Lead | Don't Know | Don't Know | No Lead identified | Single Family Residence | Yes | Unknown | No
| 5307 MEADOW HILL LOOP |  | No | No | Non-Lead - Plastic | Don't know | EST 1985- 2000 | 3/4 | Field inspection only with no records | No | Visual inspection at the meter pit |  |  | Non-Lead - Plastic | 1985-2000 | 3/4 | Field inspection only with no records | No | Visual inspection at the meter pit |  |  | Non-Lead | Don't Know | Don't Know | No Lead identified | Single Family Residence | Yes | Unknown | No
| 5405 MEADOW HILL LOOP |  | No | No | Non-Lead - Plastic | Don't know | EST 1985- 2000 | 3/4 | Field inspection only with no records | No | Visual inspection at the meter pit |  |  | Non-Lead - Plastic | 1985-2000 | 3/4 | Field inspection only with no records | No | Visual inspection at the meter pit |  |  | Non-Lead | Don't Know | Don't Know | No Lead identified | Single Family Residence | Yes | Unknown | No
| 5162 GREENS DR |  | No | No | Non-Lead - Plastic | Don't know | EST 1985- 2000 | 3/4 | Field inspection only with no records | No | Visual inspection at the meter pit |  |  | Non-Lead - Plastic | 1985-2000 | 3/4 | Field inspection only with no records | No | Visual inspection at the meter pit |  |  | Non-Lead | Don't Know | Don't Know | No Lead identified | Single Family Residence | Yes | Unknown | No
| 39133 TREELINE DR |  | No | No | Non-Lead - Plastic | Don't know | EST 1985- 2000 | 3/4 | Field inspection only with no records | No | Visual inspection at the meter pit |  |  | Non-Lead - Plastic | 1985-2000 | 3/4 | Field inspection only with no records | No | Visual inspection at the meter pit |  |  | Non-Lead | Don't Know | Don't Know | No Lead identified | Single Family Residence | Yes | Unknown | No
| 39108 GRIFFIN LNDG |  | No | No | Non-Lead - Plastic | Don't know | EST 1985- 2000 | 3/4 | Field inspection only with no records | No | Visual inspection at the meter pit |  |  | Non-Lead - Plastic | 1985-2000 | 3/4 | Field inspection only with no records | No | Visual inspection at the meter pit |  |  | Non-Lead | Don't Know | Don't Know | No Lead identified | Single Family Residence | Yes | Unknown | No
| 4038 PINNACLE PLACE COURT |  | No | No | Non-Lead - Plastic | Don't know | EST 1985- 2000 | 3/4 | Field inspection only with no records | No | Visual inspection at the meter pit |  |  | Non-Lead - Plastic | 1985-2000 | 3/4 | Field inspection only with no records | No | Visual inspection at the meter pit |  |  | Non-Lead | Don't Know | Don't Know | No Lead identified | Single Family Residence | Yes | Unknown | No
| 39702 GROVE HEIGHTS |  | No | No | Non-Lead - Plastic | Don't know | EST 1985- 2000 | 3/4 | Field inspection only with no records | No | Visual inspection at the meter pit |  |  | Non-Lead - Plastic | 1985-2000 | 3/4 | Field inspection only with no records | No | Visual inspection at the meter pit |  |  | Non-Lead | Don't Know | Don't Know | No Lead identified | Single Family Residence | Yes | Unknown | No
| 5195 GREENS DR |  | No | No | Non-Lead - Plastic | Don't know | EST 1985- 2000 | 3/4 | Field inspection only with no records | No | Visual inspection at the meter pit |  |  | Non-Lead - Plastic | 1985-2000 | 3/4 | Field inspection only with no records | No | Visual inspection at the meter pit |  |  | Non-Lead | Don't Know | Don't Know | No Lead identified | Single Family Residence | Yes | Unknown | No
| 4007 PINNACLE PLACE COURT |  | No | No | Non-Lead - Plastic | Don't know | EST 1985- 2000 | 3/4 | Field inspection only with no records | No | Visual inspection at the meter pit |  |  | Non-Lead - Plastic | 1985-2000 | 3/4 | Field inspection only with no records | No | Visual inspection at the meter pit |  |  | Non-Lead | Don't Know | Don't Know | No Lead identified | Single Family Residence | Yes | Unknown | No
| 5165 GREENS DR |  | No | No | Non-Lead - Plastic | Don't know | EST 1985- 2000 | 3/4 | Field inspection only with no records | No | Visual inspection at the meter pit |  |  | Non-Lead - Plastic | 1985-2000 | 3/4 | Field inspection only with no records | No | Visual inspection at the meter pit |  |  | Non-Lead | Don't Know | Don't Know | No Lead identified | Single Family Residence | Yes | Unknown | No
| 4013 PINNACLE PLACE COURT |  | No | No | Non-Lead - Plastic | Don't know | EST 1985- 2000 | 3/4 | Field inspection only with no records | No | Visual inspection at the meter pit |  |  | Non-Lead - Plastic | 1985-2000 | 3/4 | Field inspection only with no records | No | Visual inspection at the meter pit |  |  | Non-Lead | Don't Know | Don't Know | No Lead identified | Single Family Residence | Yes | Unknown | No
| 6025 APEX WAY |  | No | No | Non-Lead - Plastic | Don't know | EST 1985- 2000 | 3/4 | Field inspection only with no records | No | Visual inspection at the meter pit |  |  | Non-Lead - Plastic | 1985-2000 | 3/4 | Field inspection only with no records | No | Visual inspection at the meter pit |  |  | Non-Lead | Don't Know | Don't Know | No Lead identified | Single Family Residence | Yes | Unknown | No
| 5150 GREENS DR |  | No | No | Non-Lead - Plastic | Don't know | EST 1985- 2000 | 3/4 | Field inspection only with no records | No | Visual inspection at the meter pit |  |  | Non-Lead - Plastic | 1985-2000 | 3/4 | Field inspection only with no records | No | Visual inspection at the meter pit |  |  | Non-Lead | Don't Know | Don't Know | No Lead identified | Single Family Residence | Yes | Unknown | No
| 4044 PINNACLE PLACE COURT |  | No | No | Non-Lead - Plastic | Don't know | EST 1985- 2000 | 3/4 | Field inspection only with no records | No | Visual inspection at the meter pit |  |  | Non-Lead - Plastic | 1985-2000 | 3/4 | Field inspection only with no records | No | Visual inspection at the meter pit |  |  | Non-Lead | Don't Know | Don't Know | No Lead identified | Single Family Residence | Yes | Unknown | No
| 39425 HILLOCK COURT |  | No | No | Non-Lead - Plastic | Don't know | EST 1985- 2000 | 3/4 | Field inspection only with no records | No | Visual inspection at the meter pit |  |  | Non-Lead - Plastic | 1985-2000 | 3/4 | Field inspection only with no records | No | Visual inspection at the meter pit |  |  | Non-Lead | Don't Know | Don't Know | No Lead identified | Single Family Residence | Yes | Unknown | No
| 5701 CRESTVIEW DR |  | No | No | Non-Lead - Plastic | Don't know | EST 1985- 2000 | 3/4 | Field inspection only with no records | No | Visual inspection at the meter pit |  |  | Non-Lead - Plastic | 1985-2000 | 3/4 | Field inspection only with no records | No | Visual inspection at the meter pit |  |  | Non-Lead | Don't Know | Don't Know | No Lead identified | Single Family Residence | Yes | Unknown | No
| 6001 APEX WAY |  | No | No | Non-Lead - Plastic | Don't know | EST 1985- 2000 | 3/4 | Field inspection only with no records | No | Visual inspection at the meter pit |  |  | Non-Lead - Plastic | 1985-2000 | 3/4 | Field inspection only with no records | No | Visual inspection at the meter pit |  |  | Non-Lead | Don't Know | Don't Know | No Lead identified | Single Family Residence | Yes | Unknown | No
| 5317 MEADOW HILL LOOP |  | No | No | Non-Lead - Plastic | Don't know | EST 1985- 2000 | 3/4 | Field inspection only with no records | No | Visual inspection at the meter pit |  |  | Non-Lead - Plastic | 1985-2000 | 3/4 | Field inspection only with no records | No | Visual inspection at the meter pit |  |  | Non-Lead | Don't Know | Don't Know | No Lead identified | Single Family Residence | Yes | Unknown | No
| 5144 GREENS DR |  | No | No | Non-Lead - Plastic | Don't know | EST 1985- 2000 | 3/4 | Field inspection only with no records | No | Visual inspection at the meter pit |  |  | Non-Lead - Plastic | 1985-2000 | 3/4 | Field inspection only with no records | No | Visual inspection at the meter pit |  |  | Non-Lead | Don't Know | Don't Know | No Lead identified | Single Family Residence | Yes | Unknown | No
| 4026 PINNACLE PLACE COURT |  | No | No | Non-Lead - Plastic | Don't know | EST 1985- 2000 | 3/4 | Field inspection only with no records | No | Visual inspection at the meter pit |  |  | Non-Lead - Plastic | 1985-2000 | 3/4 | Field inspection only with no records | No | Visual inspection at the meter pit |  |  | Non-Lead | Don't Know | Don't Know | No Lead identified | Single Family Residence | Yes | Unknown | No
| 5108 GREENS DR |  | No | No | Non-Lead - Plastic | Don't know | EST 1985- 2000 | 3/4 | Field inspection only with no records | No | Visual inspection at the meter pit |  |  | Non-Lead - Plastic | 1985-2000 | 3/4 | Field inspection only with no records | No | Visual inspection at the meter pit |  |  | Non-Lead | Don't Know | Don't Know | No Lead identified | Single Family Residence | Yes | Unknown | No
| 5505 CITATION CT |  | No | No | Non-Lead - Plastic | Don't know | EST 1985- 2000 | 3/4 | Field inspection only with no records | No | Visual inspection at the meter pit |  |  | Non-Lead - Plastic | 1985-2000 | 3/4 | Field inspection only with no records | No | Visual inspection at the meter pit |  |  | Non-Lead | Don't Know | Don't Know | No Lead identified | Single Family Residence | Yes | Unknown | No
| 5625 SCHOONER DR |  | No | No | Non-Lead - Plastic | Don't know | EST 1985- 2000 | 3/4 | Field inspection only with no records | No | Visual inspection at the meter pit |  |  | Non-Lead - Plastic | 1985-2000 | 3/4 | Field inspection only with no records | No | Visual inspection at the meter pit |  |  | Non-Lead | Don't Know | Don't Know | No Lead identified | Single Family Residence | Yes | Unknown | No
| 39917 BAYVIEW DRIVE |  | No | No | Non-Lead - Plastic | Don't know | EST 1985- 2000 | 3/4 | Field inspection only with no records | No | Visual inspection at the meter pit |  |  | Non-Lead - Plastic | 1985-2000 | 3/4 | Field inspection only with no records | No | Visual inspection at the meter pit |  |  | Non-Lead | Don't Know | Don't Know | No Lead identified | Single Family Residence | Yes | Unknown | No
| 38704 LAKEVIEW WALK |  | No | No | Non-Lead - Plastic | Don't know | EST 1985- 2000 | 3/4 | Field inspection only with no records | No | Visual inspection at the meter pit |  |  | Non-Lead - Plastic | 1985-2000 | 3/4 | Field inspection only with no records | No | Visual inspection at the meter pit |  |  | Non-Lead | Don't Know | Don't Know | No Lead identified | Single Family Residence | Yes | Unknown | No
| 39654 GROVE HEIGHTS |  | No | No | Non-Lead - Plastic | Don't know | EST 1985- 2000 | 3/4 | Field inspection only with no records | No | Visual inspection at the meter pit |  |  | Non-Lead - Plastic | 1985-2000 | 3/4 | Field inspection only with no records | No | Visual inspection at the meter pit |  |  | Non-Lead | Don't Know | Don't Know | No Lead identified | Single Family Residence | Yes | Unknown | No
| 4043 PINNACLE PLACE COURT |  | No | No | Non-Lead - Plastic | Don't know | EST 1985- 2000 | 3/4 | Field inspection only with no records | No | Visual inspection at the meter pit |  |  | Non-Lead - Plastic | 1985-2000 | 3/4 | Field inspection only with no records | No | Visual inspection at the meter pit |  |  | Non-Lead | Don't Know | Don't Know | No Lead identified | Single Family Residence | Yes | Unknown | No
| 6007 APEX WAY |  | No | No | Non-Lead - Plastic | Don't know | EST 1985- 2000 | 3/4 | Field inspection only with no records | No | Visual inspection at the meter pit |  |  | Non-Lead - Plastic | 1985-2000 | 3/4 | Field inspection only with no records | No | Visual inspection at the meter pit |  |  | Non-Lead | Don't Know | Don't Know | No Lead identified | Single Family Residence | Yes | Unknown | No
| 4055 PINNACLE PLACE COURT |  | No | No | Non-Lead - Plastic | Don't know | EST 1985- 2000 | 3/4 | Field inspection only with no records | No | Visual inspection at the meter pit |  |  | Non-Lead - Plastic | 1985-2000 | 3/4 | Field inspection only with no records | No | Visual inspection at the meter pit |  |  | Non-Lead | Don't Know | Don't Know | No Lead identified | Single Family Residence | Yes | Unknown | No
| 38720 LAKEVIEW WALK ISLAND IRRIGATION |  | No | No | Non-Lead - Plastic | Don't know | EST 1985- 2000 | 3/4 | Field inspection only with no records | No | Visual inspection at the meter pit |  |  | Non-Lead - Plastic | 1985-2000 | 3/4 | Field inspection only with no records | No | Visual inspection at the meter pit |  |  | Non-Lead | Don't Know | Don't Know | No Lead identified | Single Family Residence | Yes | Unknown | No

## Public Accessibility Doc.
Public Accessibility Documentation
PWS Name: Harbor Hills
PWSID: 3354781
Enter Date Last Updated: | 2024-05-29
Purpose of this worksheet: For systems to provide documentation to states on how they met the public accessibility requirements of the LCRR.
1. Select the location identifiers that you use for your service line inventory. Check all that apply.
Address
Street
Block
Intersection
Landmark
GPS Coordinates
Other
If "Other", please describe:
2. Does every service line have a location identifier? |  | Yes
If "No", explain. Remember that location identifiers are required for service lines that are lead and galvanized requiring replacement.
No history is available of any lead lines ever exisisting
3. How are you making your inventory publicly accessible? Check all that apply. Remember that if your system serves > 50,000 people, you must provide the inventory online.
Interactive online map
Static online map
Online spreadsheet
Printed service line map
Printed tabular data
Information on water utility mailings or newsletter
Hard copy information available in water system office
Other
If "Other", please describe:

## State Checklist
State Checklist for Initial Inventory Submittal
PWS Name: Harbor Hills
PWSID: 3354781
Enter Date Last Updated:
Purpose of this worksheet: For states to determine and document if water systems met all of the January 15, 2021 Lead and Copper Rule (LCRR) requirements for their Initial Inventory including timely submission, required elements, use of information sources, public accessibility, and public notification of service line materials.
Part 1: Person Completing This Checklist
Name: | Title:
Telephone: | Email:
Part 2: Review for Timely Submission
1. Was the initial inventory submitted by the deadline of October 16, 2024?
Consider post-mark or date sent via email or reported into a state data system.
Part 3: Review for Required Elements
1. Does the inventory include all service lines connected to the distribution system?
Consider if the total number of service lines in the Inventory Summary worksheet, Part 3, matches sanitary survey and monitoring data in the state’s database (e.g., SDWIS/State) based on population served, number of service connections (including those for non-potable use), number of accounts, census data, or other information.
2. Does the inventory include portions owned by the water system and the customer?
Check the service line ownership type selected in the Inventory Summary worksheet, Part 1, Question 2a. If the system selected "Ownership is Split" check that their inventory includes information for both the system-owned and customer-owned portions.
3. Did the system classify all service lines as either Lead, Galvanized Requiring Replacement (GRR), Non-Lead, or Lead Status Unknown?
Consider if the system completed each row of the inventory summary table in the Inventory Summary worksheet, Part 3. Some rows may be zero.
4. In the space below, provide additional comments/documentation related to required elements of the system's initial inventory.
Part 4: Review for Information Sources
1. Did the system use the following historical records to prepare their initial inventory: previous materials evaluation, construction and plumbing codes/records, water system records, distribution system inspections and records.
Consider if the system identified historical records in each row of the Inventory Methods worksheet, Part 1, Rows 1 through 4. Consider if the system completed Row 5 if additional records are required in your state.
2. Is the system collecting service line material information during normal operations?
Consider if the system checked one or more normal operations activities in the Inventory Methods worksheet, Part 2. Consider asking the systems to submit updated or new standard operating procedures documenting service line material information collection.
3. Has the system conducted investigations to verify service line material?
This is not required by the LCRR but recommended by EPA to verify historical records and gather information where records do not exist to reduce the number of unknowns in the system as quickly as possible. Consider: • If the system checked one or more of the investigative methods on the Inventory Methods worksheet, Part 3. • If in their inventory, the system indicated that the materials classification was based on investigations. • The number of unknowns - EPA strongly discourages systems from submitting inventories with all unknowns. If all service line materials are lead status unknown, consider asking the water system to conduct investigations.
4. In the space below, provide additional comments related to information sources used to develop the system's initial inventory.
Part 5: Review for Public Accessibility
1. Does the inventory include location identifiers for each service line that is lead or galvanized requiring replacement?
Consider checking the inventory for location identifiers and reviewing the system's answers in the Public Accessibility Doc. worksheet, Questions 1 and 2.
2. Did the system make its inventory publicly accessible?
Consider reviewing the method by which the water system is making its inventory publicly accessible as identified in the Public Accessibility Doc. worksheet, Question 3. Check that systems serving more than 50,000 people have posted their service line inventories online.
3. In the space below, provide additional comments/documentation related to public accessibility of the system's initial inventory.
Part 6: Review of Customer Notification of Service Line Material
1. Does the water system's inventory consist of all Non-Lead Service lines?
If No, complete questions 2 through 5. If Yes, stop here.
2. Did the water system deliver the notification to people served by a lead service line (LSL), GRR, or lead status unknown service line within 30 days of completing the initial inventory? |  | Select "Yes" or "No"
3. Did the water system demonstrate that they delivered the notification and provide a copy of the notification to the state by July 1 for the previous calendar year? |  | Select "Yes" or "No"
4. Did the notification include the required content?
a. For confirmed LSLs, does the notification include: |  | Select "Yes" or "No" or "N/A"
· A statement that the service line material is lead,
· Information on lead health effects including mandatory health effects language of 40 CFR §141.85(a)(ii),
· Steps to minimize exposure to lead in drinking water,
· Opportunities for service line replacement,
· Available financing programs, and
· A statement that the system must replace its portion if the property owners notify the system that
they are replacing their portion?
b. For GRRs, does the notification include: |  | Select "Yes" or "No" or "N/A"
· A statement that the service line material is GRR,
· Information on lead health effects including mandatory health effects language of 40 CFR §141.85(a)(ii),
· Steps to minimize exposure to lead in drinking water, and
· Opportunities for service line replacement?
c. For Unknowns, does the notification include: |  | Select "Yes" or "No" or "N/A"
· A statement that the service line material is lead status unknown,
· Information on lead health effects including mandatory health effects language of 40 CFR §141.85(a)(ii),
· Steps to minimize exposure to lead in drinking water, and
· Opportunities to verify the service line material?
5. If the water system serves communities with a large proportion of non-English speaking consumers, as determined by the state, did they provide public education materials, including those in 40 CFR §141.85(e), in the appropriate language(s) or containing a telephone number or address where persons served may contact the water system to obtain a translated copy of the materials or to request assistance in the appropriate language? |  | Select "Yes" or "No"
6. In the space below, provide additional comments/documentation related to customer notification for people served by an LSL, GRR, or lead status unknown service line.

## Building Conditionals (hidden)
DRAFT | [8 empty] | Form Option For Customer Side | Classification | System-Owned Portion | Was Previously Lead? | Customer-Owned Portion | Classification for Entire Service Line | Single-Owned Portion | Classification for Entire Service Line
| Note to EPA: This is a background sheet to be hidden or deleted | [7 empty] | Lead | Lead | Lead |  | Lead | Lead | Lead | Lead
[9 empty] | Lead-lined galvanized | Lead | Lead |  | Galvanized | Lead | Galvanized | Non-Lead
[9 empty] | Galvanized | Galvanized | Lead |  | Non-Lead | Lead | Non-Lead | Non-Lead
[9 empty] | Non-Lead - Copper | Non-Lead | Lead |  | Material Unknown | Lead | Material Unknown | Lead Status Unknown
[9 empty] | Non-Lead - Plastic | Non-Lead | Galvanized |  | Lead | Lead
[9 empty] | Non-Lead - Other | Non-Lead | Galvanized |  | Galvanized | Non-Lead
[9 empty] | Unknown - Likely Lead | Material Unknown | Galvanized |  | Non-Lead | Non-Lead
[9 empty] | Unknown - Unlikely Lead | Material Unknown | Galvanized |  | Material Unknown | Lead Status Unknown
[9 empty] | Unknown - Material Unknown | Material Unknown | Non-Lead |  | Lead | Lead
[11 empty] | Non-Lead | Y | Galvanized | Galvanized Requiring Replacement
[9 empty] | Form Option For System Side | Classification | Non-Lead | N | Galvanized | Non-Lead
[9 empty] | Lead | Lead | Non-Lead | DN | Galvanized | Galvanized Requiring Replacement
[9 empty] | Lead-lined galvanized | Lead | Non-Lead |  | Non-Lead | Non-Lead
[9 empty] | Galvanized | Galvanized | Non-Lead |  | Material Unknown | Lead Status Unknown
[9 empty] | Non-Lead - Copper | Non-Lead | Material Unknown |  | Lead | Lead
[9 empty] | Non-Lead - Plastic | Non-Lead | Material Unknown |  | Galvanized | Galvanized Requiring Replacement
[9 empty] | Non-Lead - Other | Non-Lead | Material Unknown |  | Non-Lead | Lead Status Unknown
[9 empty] | Unknown - Likely Lead | Material Unknown | Material Unknown |  | Material Unknown | Lead Status Unknown
[9 empty] | Unknown - Unlikely Lead | Material Unknown
| system_owned_portion |  | customer_owned_portion | service_line_classification |  |  |  |  | Unknown - Material Unknown | Material Unknown
| System-Owned Portion | Was Previously Lead? | Customer-Owned Portion | Classification for Entire Service Line |  | IF( | ) AND ( | THEN
| Lead |  | Lead | Lead |  | IF(system_owned_portion=Lead) AND (customer_owned_portion=Lead THEN service_line_classification=Lead | IF(system_owned_portion=Lead) AND (customer_owned_portion=Lead THEN service_line_classification=Lead | IF(system_owned_portion="Lead") AND (customer_owned_portion="Lead" THEN service_line_classification="Lead"
| Lead |  | Galvanized | Lead | ELSE | IF(system_owned_portion=Lead) AND (customer_owned_portion=Galvanized THEN service_line_classification=Lead | ELSEIF(system_owned_portion=Lead) AND (customer_owned_portion=Galvanized THEN service_line_classification=Lead | ELSEIF(system_owned_portion="Lead") AND (customer_owned_portion="Galvanized Requiring Replacement" THEN service_line_classification="Lead"
| Lead |  | Non-Lead | Lead | ELSE | IF(system_owned_portion=Lead) AND (customer_owned_portion=Non-Lead THEN service_line_classification=Lead | ELSEIF(system_owned_portion=Lead) AND (customer_owned_portion=Non-Lead THEN service_line_classification=Lead | ELSEIF(system_owned_portion="Lead") AND (customer_owned_portion="Non-Lead" THEN service_line_classification="Lead"
| Lead |  | Material Unknown | Lead | ELSE | IF(system_owned_portion=Lead) AND (customer_owned_portion=Material Unknown THEN service_line_classification=Lead | ELSEIF(system_owned_portion=Lead) AND (customer_owned_portion=Material Unknown THEN service_line_classification=Lead | ELSEIF(system_owned_portion="Lead") AND (customer_owned_portion=Lead Status Unknown THEN service_line_classification="Lead"
| Galvanized |  | Lead | Lead | ELSE | IF(system_owned_portion=Galvanized) AND (customer_owned_portion=Lead THEN service_line_classification=Lead | ELSEIF(system_owned_portion=Galvanized) AND (customer_owned_portion=Lead THEN service_line_classification=Lead | ELSEIF(system_owned_portion="Galvanized1") AND (customer_owned_portion=Lead THEN service_line_classification="Lead"
| Galvanized |  | Galvanized | Non-Lead | ELSE | IF(system_owned_portion=Galvanized) AND (customer_owned_portion=Galvanized THEN service_line_classification=Non-Lead | ELSEIF(system_owned_portion=Galvanized) AND (customer_owned_portion=Galvanized THEN service_line_classification=Non-Lead | ELSEIF(system_owned_portion="Galvanized1") AND (customer_owned_portion="Galvanized2" THEN service_line_classification="Non-Lead"
| Galvanized |  | Non-Lead | Non-Lead | ELSE | IF(system_owned_portion=Galvanized) AND (customer_owned_portion=Non-Lead THEN service_line_classification=Non-Lead | ELSEIF(system_owned_portion=Galvanized) AND (customer_owned_portion=Non-Lead THEN service_line_classification=Non-Lead | ELSEIF(system_owned_portion="Galvanized1") AND (customer_owned_portion="Non-Lead" THEN service_line_classification="Non-Lead"
| Galvanized |  | Material Unknown | Lead Status Unknown | ELSE | IF(system_owned_portion=Galvanized) AND (customer_owned_portion=Material Unknown THEN service_line_classification=Lead Status Unknown | ELSEIF(system_owned_portion=Galvanized) AND (customer_owned_portion=Material Unknown THEN service_line_classification=Lead Status Unknown | ELSEIF(system_owned_portion="Galvanized1") AND (customer_owned_portion="Lead Status Unknown" THEN service_line_classification="Lead Status Unknown"
| Non-Lead |  | Lead | Lead | ELSE | IF(system_owned_portion=Non-Lead) AND (customer_owned_portion=Lead THEN service_line_classification=Lead | ELSEIF(system_owned_portion=Non-Lead) AND (customer_owned_portion=Lead THEN service_line_classification=Lead | ELSEIF(system_owned_portion="Non-Lead") AND (customer_owned_portion="Lead" THEN service_line_classification="Lead"
| Non-Lead |  | Galvanized | Galvanized Requiring Replacement | ELSE | IF(system_owned_portion=Non-Lead) AND (customer_owned_portion=Galvanized THEN service_line_classification=Galvanized Requiring Replacement | ELSEIF(system_owned_portion=Non-Lead) AND (customer_owned_portion=Galvanized THEN service_line_classification=Galvanized Requiring Replacement | ELSEIF(system_owned_portion="Non-Lead") AND (customer_owned_portion="Galvanized2" THEN service_line_classification="Non-Lead"
| Non-Lead |  | Galvanized | Non-Lead | ELSE | IF(system_owned_portion=Non-Lead) AND (customer_owned_portion=Galvanized THEN service_line_classification=Non-Lead | ELSEIF(system_owned_portion=Non-Lead) AND (customer_owned_portion=Galvanized THEN service_line_classification=Non-Lead | ELSEIF(system_owned_portion="Non-Lead") AND (customer_owned_portion="Non-Lead" THEN service_line_classification="Non-Lead"
| Non-Lead |  | Galvanized | Galvanized Requiring Replacement | ELSE | IF(system_owned_portion=Non-Lead) AND (customer_owned_portion=Galvanized THEN service_line_classification=Galvanized Requiring Replacement | ELSEIF(system_owned_portion=Non-Lead) AND (customer_owned_portion=Galvanized THEN service_line_classification=Galvanized Requiring Replacement | ELSEIF(system_owned_portion="Non-Lead") AND (customer_owned_portion="Lead Status Unknown" THEN service_line_classification="Lead Status Unknown"
| Non-Lead |  | Non-Lead | Non-Lead | ELSE | IF(system_owned_portion=Non-Lead) AND (customer_owned_portion=Non-Lead THEN service_line_classification=Non-Lead | ELSEIF(system_owned_portion=Non-Lead) AND (customer_owned_portion=Non-Lead THEN service_line_classification=Non-Lead | ELSEIF(system_owned_portion="Non-Lead, but system is unable to demonstrate it was not previously Lead") AND (customer_owned_portion="Galvanized Requiring Replacement" THEN service_line_classification="Galvanized Requiring Replacement"
| Non-Lead |  | Material Unknown | Lead Status Unknown | ELSE | IF(system_owned_portion=Non-Lead) AND (customer_owned_portion=Material Unknown THEN service_line_classification=Lead Status Unknown | ELSEIF(system_owned_portion=Non-Lead) AND (customer_owned_portion=Material Unknown THEN service_line_classification=Lead Status Unknown | ELSEIF(system_owned_portion="Lead Status Unknown") AND (customer_owned_portion="Lead" THEN service_line_classification="Lead"
| Material Unknown |  | Lead | Lead | ELSE | IF(system_owned_portion=Material Unknown) AND (customer_owned_portion=Lead THEN service_line_classification=Lead | ELSEIF(system_owned_portion=Material Unknown) AND (customer_owned_portion=Lead THEN service_line_classification=Lead | ELSEIF(system_owned_portion="Lead Status Unknown") AND (customer_owned_portion="Galvanized Requiring Replacement" THEN service_line_classification="Galvanized Requiring Replacement"
| Material Unknown |  | Galvanized | Galvanized Requiring Replacement | ELSE | IF(system_owned_portion=Material Unknown) AND (customer_owned_portion=Galvanized THEN service_line_classification=Galvanized Requiring Replacement | ELSEIF(system_owned_portion=Material Unknown) AND (customer_owned_portion=Galvanized THEN service_line_classification=Galvanized Requiring Replacement | ELSEIF(system_owned_portion="Lead Status Unknown") AND (customer_owned_portion="Non-Lead" THEN service_line_classification="Lead Status Unknown"
| Material Unknown |  | Non-Lead | Lead Status Unknown | ELSE | IF(system_owned_portion=Material Unknown) AND (customer_owned_portion=Non-Lead THEN service_line_classification=Lead Status Unknown | ELSEIF(system_owned_portion=Material Unknown) AND (customer_owned_portion=Non-Lead THEN service_line_classification=Lead Status Unknown | ELSEIF(system_owned_portion="Lead Status Unknown") AND (customer_owned_portion="Lead Status Unknown" THEN service_line_classification="Lead Status Unknown"
| Material Unknown |  | Material Unknown | Lead Status Unknown |  |  | ELSE service_line_classification = "CLASSIFICATION ERROR" | ELSE "CLASSIFICATION ERROR"

## Form Lists (hidden)
Tab | Form Control Lists
Detailed Inventory | Sensitive Population? (Y/N) | Service Line Material Classification* | If Non-Lead, Was Material Ever Previously Lead? | Basis of Material Classification | Was the Service Line Material Field Verified? | Select the Field Verification Method | Building Type Connected to Service Line | For CWSs, do Multi-family Residences (MFRs) Comprise at Least 20% of the Structures You Serve? | Is there a Lead Connector Present? | Point-of-Entry or Point-of-Use Treatment Present? | Does the Interior Building Plumbing Contain Copper Pipes with Lead Solder Installed before your State's Lead Ban (Generally 1986 - 1988) | Current LCR Sampling Site? | Building Type Connected to Service Line | For CWSs, do Multi-family Residences (MFRs) Comprise at Least 20% of the Structures You Serve? | Is there a Lead Connector Present? | Point-of-Entry or Point-of-Use Treatment Present? | Does the Interior Building Plumbing Contain Copper Pipes with Lead Solder Installed before your State's Lead Ban (Generally 1986 - 1988) | Current LCR Sampling Site?
| No | Lead | Yes | Previous materials evaluation | Yes | Visual inspection at meter pit | Single Family Residence | Yes | Yes | Yes | Yes | Yes | Single Family Residence | Yes | Yes | Yes | Yes | Yes
| Yes - School | Lead-lined galvanized | No | Installation record (e.g., tap card) | No | Customer self-identification | Multiple Family Residence | No | Known | No | No | No | Multiple Family Residence | No | Known | No | No | No
| Yes - Day Care | Galvanized | Don't know | Installation date is after the lead ban |  | CCTV Inspection at Curb Box - Internal | Building | N/A | Unknown | Unknown | Unknown |  | Building | N/A | Unknown | Unknown | Unknown
| Yes - Other | Non-Lead - Copper |  | Service line diameter is greater than 2 inches |  | CCTV inspection at Curb Box - External | Other | [5 empty] | Other
|  | Non-Lead - Plastic |  | Service line repair or replacement record |  | Water Quality Sampling - Targeted
|  | Non-Lead - Other |  | Statistical analysis |  | Water Quality Sampling - Flushed
|  | Unknown - Likely Lead |  | Field inspection only with no records |  | Water Quality Sampling - Sequential
|  | Unknown - Unlikely Lead |  | Water sampling only with no records |  | Water Quality Sampling - Other
|  | Unknown - Material Unknown |  | Other |  | Mechanical Excavation at 1 location
Mechanical Excavation at multiple locations
| Note to EPA: this is a background sheet to be hidden or deleted |  |  |  | Other