## Introduction
Service Line Inventory Template
Date last updated: July 27, 2022
What is the purpose of this template? The purpose of this draft template is to help water systems and states comply with the service line inventory requirements of the January 15, 2021 Lead and Copper Rule Revisions (LCRR). This template supplements the draft EPA document, Guidance for Developing and Maintaining a Service Line Inventory (2022) by providing fillable forms and tables that water systems can use to document their methods, organize their inventory, submit the initial inventory and inventory updates to the state, and document how they are making the inventory publicly available. This template also provides a checklist for state review. Note that EPA does NOT require systems use this template for their inventory. Refer to EPA's 2022 Inventory Guidance for minimum LCRR inventory requirements, recommendations, and disclaimers.
How is the template organized?
The worksheets in this template are color coded: Yellow sheets are instructions and background. Dark blue sheets are templates for systems. The dark green sheet is a template for states. See the table below for a description of each worksheet. |  | The cells in this template are also color coded: Gray cells are background or instructions. Light blue cells are fillable cells for systems. Aqua cells are the required fields in the Detailed Inventory worksheet. Light green cells are fillable cells for states.
Template Organization
Worksheet Type | Worksheet Name | Description
Background | Template Instructions_System | Contains detailed instructions for systems.
| Template Instructions_States | Contains detailed instructions for states.
| Classifying SLs | Summarizes requirements for classifying the entire service line when ownership is split (i.e., when the system owns a portion and the customer owns a portion).
Templates for Water Systems | PWS Information | For systems to document basic system information.
| Inventory Methods | For systems to document the methods and resources they used to develop and update their inventory.
| Inventory Summary | For systems to provide a summary of their service line inventory, including information on ownership, inventory format, and the number of service lines for each of the four required materials classifications. Systems can enter the totals into this worksheet or automatically generate totals based on information in the Detailed Inventory worksheet.
| Detailed Inventory | Provides a customizable format water systems can use to track materials for each service line in their distribution system. Each row equals one service line connecting the water main to the customer's plumbing. Separate columns track location information, the system-owned portion, the customer-owned portion, other possible sources of lead, information for assigning a tap sample tiering classification, and information for lead service line replacement (LSLR). Systems can customize the worksheet by adding or deleting columns.
| Public Accessibility Doc. | For systems to provide documentation to states on how they met the public accessibility requirements of the LCRR.
Templates for States | State Checklist | Provides a checklist that states can use to determine and document if water systems met all of the January 15, 2021 LCRR requirements for their Initial Inventory including timely submission, required elements, use of information sources, public accessibility, and public notification of service line materials.

## Dropdowns (hidden)
Drop down lists (Internal, DO NOT MODIFY)
Ownership | Basis of materials classification | Field Verification Methods
Select Ownership Type | Previous Materials Evaluation | Customer self-identification
The entire service line is owned by the water system | Installation record (e.g., tap card) | CCTV investigation at curb stop - internal
The entire service line is owned by the customer | Installation date after lead ban | CCTV investigation at curb stop - external
Ownership is split, meaning that the system owns and portion and the customer owns a portion | Service line diameter is > 2 inches | Water quality sampling
Other | Service line repair or replacement record | Mechanical excavation at one location
| Predictive model | Mechanical excavation at multiple locations
| Water sampling only with no records | Visual inspection at the meter pit
| Field inspection only with no records | Other
Other
State review of customer notification of service line material
Select "Yes", "No", or "N/A"
Yes
No
N/A
Sensitive subpopulations
No
Yes - School
Yes - Day Care
Yes - Multifamily Home
Yes - Other

## Classifying SLs
Classifying the Entire Service Line When Ownership Is Split
Purpose of this worksheet: To summarize EPA's requirements for classifying the entire service line when ownership is split.
Introduction
In many cases, service line ownership is split meaning that the system owns a portion and the customer owns a portion of the service line. Exhibit 1 below is a diagram of a possible division in service line ownership between the water system and customer. While the LCRR requires the inventory to categorize each service line or portions of the service line where ownership is split, a single classification per service line is also needed to support various LCRR requirements, such as lead service line replacement (LSLR), tap sampling, and risk mitigation. Table 1 below indicates how to classify the material for the entire service line when ownership is split between the water system and customer. For more information, see EPA's, Guidance for Developing and Maintaining a Service Line Inventory (2022).
Exhibit 1. Example of Service Line Ownership Distinction between the Water System and Customer
Source: Exhibit 2-2 of Guidance for Developing and Maintaining a Lead Service Line Inventory (USEPA, 2022).
Table 1: Classification of Entire Service Line When Ownership is Split
System-Owned Portion | Customer-Owned Portion | Classification for Entire Service Line
Lead | Lead | Lead
Lead | Galvanized Requiring Replacement | Lead
Lead | Non-lead | Lead
Lead | Lead Status Unknown | Lead
Non-lead | Lead | Lead
Non-lead and never previously lead | Non-lead, specifically galvanized pipe material | Non-lead
Non-lead | Non-lead, material other than galvanized | Non-lead
Non-lead | Lead Status Unknown | Lead Status Unknown
Non-lead, but system is unable to demonstrate it was not previously Lead | Galvanized Requiring Replacement | Galvanized Requiring Replacement
Lead Status Unknown | Lead | Lead
Lead Status Unknown | Galvanized Requiring Replacement | Galvanized Requiring Replacement
Lead Status Unknown | Non-lead | Lead Status Unknown
Lead Status Unknown | Lead Status Unknown | Lead Status Unknown
Source: Exhibit 2-3 of Guidance for Developing and Maintaining a Service Line Inventory (USEPA, 2022).

## PWS Information
PWS Information
Purpose of this worksheet: For water systems to document basic system information.
Facility Information
Water System Name:
Royal Waterworks
PWSID: | Population Served (number of people): | Number of Service Connections: | PWS Type:
4061517 | 4481 | 1384 | CWS NTNCWS
If you are a CWS, do multi-family residences comprise at least 20% of the structures you serve? |  |  | Select "Yes" or "No"
Mailing Address
Street or P.O. Box:
8900 NW 44th Court
City or Town: |  | State: | Zip Code:
Coral Springs |  | Florida | 33065
System Contact Person
Name: |  | Title:
Melissa Rotteveel |  | Compliance Manager
Telephone: |  | Email:
566-753-8292 |  | mrotteveel@uswatercorp.net
Person Who Prepared Inventory (if different from above)
Name: |  | Title/Affiliation:
Christy Cory |  | US Water Corporation
Telephone: |  | Email:
239-841-5489 |  | ccory@uswatercorp.net

## Inventory Methods
Inventory Methodology
PWS Name: Royal Waterworks
PWSID: 4061517
Enter Date Last Updated: | 2024-10-14
Purpose of this worksheet: For water systems to document the methods and resources they used to develop and update their inventory.
Part 1: Historical Records Review
Type of Record | Describe the Records Reviewed for Your Inventory and Indicate Your Level of Confidence (e.g., Low, Medium, or High)
1. Previous Materials Evaluation Example: Locations of Tier 1 lead tap sampling locations that are served by a lead service line.
2. Construction Records and Plumbing Codes Examples: Local ordinance adopting an international plumbing code. Permits for replacing lead service lines.
3. Water System Records Examples: Capital improvement plans. Standard operating procedures. Engineering standards. | High; Engineering Standards
4. Distribution System Inspections and Records Examples: Distribution system maps. Tap cards. Service line repair/replacement records. Inspection records. Meter installation records.
5. Additional Records Required by Your State
6. Other Records | High; visual inspection at the meter pit
Part 2: Identifying Service Line Material During Normal Operations
1. During which normal operating activities are you collecting information on service line material? Check all that apply.
Water meter reading | Water main repair or replacement
Water meter repair or replacement | Backflow prevention device inspection
Service line repair or replacement | Other
If "Other", please explain:
Visual inspection at the meter pit and engineering standards
2. Did you develop or revise standard operating procedures to collect service line material information during normal operation? |  | No
If "Yes", please describe:
Part 3: Service Line Investigations
1. Identify the service line investigation methods your system used to prepare the inventory (check all that apply). If a water system chooses an investigation method not specified by the state under 40 CFR §141.84(a)(3)(iv), state approval is required. Note that investigations are not required by the LCRR but can be used by systems to assess accuracy of historical records and gather information when service line material is unknown.
Visual Inspection at the Meter Pit | Water Quality Sampling - Other
Customer Self-Identification | Mechanical Excavation
CCTV Inspection at Curb Box - External | Vacuum Excavation
CCTV Inspection at Curb Box - Internal | Predictive Modeling
Water Quality Sampling - Targeted | Other
Water Quality Sampling - Flushed
Water Quality sampling - Sequential
If "Other", please explain:
2. If "Predictive Modeling", please briefly describe the model and inputs used:
n/a
3. How did you prioritize locations for service line materials investigations? For example, did you consider environmental justice and/or sensitive populations, did you use predictive modeling, and/or did you target areas with high number of unknowns?
Investigations were donw per street address in numerical order

## Inventory Summary
Inventory Summary
PWS Name: Royal Waterworks
PWSID: 4061517
Enter Date Last Updated: | 2024-10-14
Purpose of this worksheet: For water systems to provide a summary of their service line inventory, including information on ownership, inventory format, and the number of service lines for each of the four required materials classifications.
Part 1. General Information
1. Is this the Initial Inventory or an Inventory Update? |  | Initial Inventory
2a. Who owns the service lines in your system? If other, please explain below. |  | Ownership is split, meaning that the system owns and portion and the customer owns a portion
2b. Is there documentation that defines service line ownership in your system, such as a local ordinance? If yes, please describe below and explain where ownership is split (e.g., property line, curb stop). |  | Yes
at the meter
3a. Describe when lead service lines were generally installed in your system.
prior to 1986
3b. When were lead service lines banned in your system? Reference the state or local ordinance that banned the use of lead in your system.
1986; SDWA
4. Do you have lead goosenecks, pigtails or connectors in your system? |  | Don't Know
5. What is your overall level of confidence in the inventory (i.e., "Low", "Medium", or "High.") Please explain your rationale below.
High; some lines were inspected in person and other lines were by engineering standards
Part 2. Inventory Format
Describe your inventory format in the space provided below (e.g., the Detailed Inventory worksheet, custom spreadsheet, GIS map). Provide the filename and/or web address if applicable. Note that the state may require you to submit your detailed inventory of each service line in your distribution system.
Detailed inventory worksheet
Part 3. Inventory Summary Table 1
If you are using the Detailed Inventory worksheet, the classifications you select in the Column "Entire Service Line Material Classification" (Column X) will be used to calculate the total number of service lines for each of the four material classifications below. Otherwise, enter the number of service lines in the aqua-colored cells. Remember this is the classification for the entire service line.
Service Line Material Classification | Definition |  | Total Number of Service Lines (REQUIRED to be reported under the LCRR)
Lead | Any portion of the service line is known to be made of lead.2 |  | 0
Galvanized Requiring Replacement (GRR) | The service line is not made of lead, but a portion is galvanized and the system is unable to demonstrate that the galvanized line was never downstream of a lead service line. |  | 0
Non-Lead | All portions of the service line are known NOT to be lead or GRR through an evidence-based record, method, or technique. |  | 919
Lead Status Unknown | The service line material is not known to be lead or GRR. For the entire service line or a portion of it (in cases of split ownership), there is not enough evidence to support material classification. |  | 0
TOTAL |  |  | 919
Notes
1 This summary table is for reporting material for the entire service line connecting the water main to the customer's plumbing. See the Classifying SLs worksheet for additional guidance on assigning a materials classification to the entire service line when ownership is split. Remember that systems must track the system-owned and customer-owned portions separately in their inventory.
2 A lead-lined galvanized service line is consistent with the definition of an LSL under the LCRR (“a portion of pipe that is made of lead, which connects the water main to the building inlet”) (40 CFR §141.2) and must therefore be classified in the inventory as an LSL. Do NOT, however, count non-lead service lines with a lead gooseneck or pigtail as lead service lines unless required by your state.

## Detailed Inventory
Detailed Inventory
PWS Name: Royal Waterworks
PWSID: 4061517
Date Last Updated: |  |  |  | 2024-10-15
Purpose of this worksheet: To provide a customizable format water systems can use to track materials for each service line in their distribution system. General Instructions: Each row in this worksheet represents one service line connecting the water main to the customer's plumbing. The worksheet includes required and recommended elements; the columns with the aqua shading are required by the LCRR. Systems can customize by adding or deleting columns. Important notes for each column are in Row 12; also see the Template Instructions worksheet for detailed instructions. Note that users can freeze panes to enable them to see the headings and notes when entering data. The worksheet includes examples in rows 13 - 20 and is formatted for approximately 10,000 entries.
Location Information |  |  |  |  | System-Owned Portion | [8 empty] | Customer-Owned Portion | [7 empty] | Entire Service Line Material Classification | Other Potential Sources of Lead |  |  | Additional Information to Assign Tap Monitoring Tiering |  |  |  | Lead Service Line Replacement (LSLR)
Unique Service Line ID | Location Identifier |  | Sensitive Population? (Yes/No) | Disadvantaged Neighborhood? (Yes/No) | System-Owned Portion Service Line Material Classification | If Non-Lead in Column G, Was Material Ever Previously Lead? | Service Line Installation Date | Service Line Size | Basis of Material Classification | Was the Service Line Material Field Verified? | If "Yes" Service Line Material Was Field Verified: |  | Notes | Customer-Owned Portion Service Line Material Classification | Service Line Installation Date | Service Line Size | Basis of Material Classification | Was the Service Line Material Field Verified? | If "Yes" Service Line Material Was Field Verified: |  | Notes |  | Is there a Lead Connector? | Is there Lead Solder in the Service Line? | Describe Other Fittings and Equipment Connected to the Service Line that Contain Lead | Building Type Connected to Service Line | Point-of-Entry or Point-of-Use Treatment Present? | Does the Interior Building Plumbing Contain Copper Pipes with Lead Solder Installed Before Your State's Lead Ban (Generally 1986 - 1988)? | Current LCR Sampling Site? | Date of System-owned LSLR | Date of Customer-owned LSLR
| Street Address | Other Location Identifier | [8 empty] | Describe the Field Verification Method | Enter the Date of Field Verification | [6 empty] | Describe the Field Verification Method | Enter the Date of Field Verification
A Unique ID is recommended for each service line. | Water systems must track addresses of all service lines in their internal inventory. For the publicly accessible version, location identifiers are required for lead and galvanized requiring replacement. If the system does not use addresses for their location identifier, other options could include GPS coordinates, landmark, intersection, block, or other details to specify service line locations. |  | Select Yes if sensitive subpopulation, e.g., day care, school, multifamily home. If Yes-Other, describe in the Notes field. | Does location meet state affordability guidelines or other measures? | Dropdown list includes recommended subclassifications. If "Non-Lead Other", describe in Notes field | Select Yes, No, or Don't know. Important for determining if downstream/ customer-owned galvanized service line requires replacement | Date, year, or estimated date range when the service line was installed or replaced | Diameter in inches | Select option from drop down list. If "Other," describe in the Notes field | Select Yes or No | Select option from drop down list. If "Other," describe in the Notes field | Enter approximate date of field verification or date that the record was updated | Can use this field for documenting additional relevant information, including when classification changes. | Dropdown list includes recommended subclassifications. If non-lead other, describe in Notes field. | Date, year, or estimated date range when the service line was installed or replaced | Diameter in inches | Select option from drop down list. If "Other," describe in the Notes field | Select Yes or No | Select option from drop down list. If "Other," describe in the Notes field | Enter approximate date of field verification or date that record was updated | Can use this field for documenting additional relevant information, including when classification changes. | Dropdown list includes four required service line classifications of Lead, Non-lead, Galvanized Requiring Replacement, or Unknown | For example, lead gooseneck or pigtail where the water main is connected to the service line | Select Yes, No, or Don't Know | For example, backflow preventer or meter containing lead | Note: This information may be helpful for identifying lead tap monitoring locations.
RAMBLEWOOD EAST CONDO., | 75-76 | 60377502 | Yes - Multifamily | No | Non-Lead - Plastic | Don't know | 1977 | 2 | Field inspection only with no records | Yes | Visual inspection at the meter pit | 2024-07-30 |  | Non-Lead - Plastic | 1977 | 2 | Field inspection only with no records | Yes | Visual inspection at meter | 2024-07-30 |  | Non-Lead | No | No | none | Multiple Family Residence | Unknown | No | No
RAMBLEWOOD EAST CONDO., | 77 | 60338340 | Yes - Multifamily | No | Non-Lead - Plastic | Don't know | 1977 | 2 | Field inspection only with no records | Yes | visual inspection at the meter | 2024-07-30 |  | Non-Lead - Plastic | 1977 | 2 | Field inspection only with no records | Yes | Visual inspection at the meter | 2024-07-30 |  | Non-Lead | No | No | none | Multiple Family Residence | Unknown | No | No
RAMBLEWOOD EAST CONDO., | Rec # 2 | 47099078 | Yes - Multifamily | No | Non-Lead - Plastic | Don't know | 1977 | 2 | Field inspection only with no records | Yes | Visual inspection at the meter | 2024-07-30 |  | Non-Lead - Plastic | 1977 | 2 | Field inspection only with no records | Yes | Visual inspection at the meter | 2024-07-30 |  | Non-Lead | No | No | none | Multiple Family Residence | Unknown | No | No
RAMBLEWOOD EAST CONDO., | 73-74 | 60377518 | Yes - Multifamily | No | Non-Lead - Plastic | Don't know | 1977 | 2 | Field inspection only with no records | Yes | Visual inspection at the meter | 2024-07-30 |  | Non-Lead - Plastic | 1977 | 2 | Field inspection only with no records | Yes | Visual inspection at the meter | 2024-07-30 |  | Non-Lead | No | No | none | Multiple Family Residence | Unknown | No | No
RAMBLEWOOD EAST CONDO., | 71-72 | 60831737 | Yes - Multifamily | No | Non-Lead - Plastic | Don't know | 1977 | 2 | Field inspection only with no records | Yes | Visual inspection at the meter | 2024-07-30 |  | Non-Lead - Plastic | 1977 | 2 | Field inspection only with no records | Yes | Visual inspection at the meter | 2024-07-30 |  | Non-Lead | No | No | none | Multiple Family Residence | Unknown | No | No
RAMBLEWOOD EAST CONDO., | 69-70 | 60330344 | Yes - Multifamily | No | Non-Lead - Plastic | Don't know | 1977 | 2 | Field inspection only with no records | Yes | Visual inspection at the meter | 2024-07-30 |  | Non-Lead - Plastic | 1977 | 2 | Field inspection only with no records | Yes | Visual inspection at the meter | 2024-07-30 |  | Non-Lead | No | No | none | Multiple Family Residence | Unknown | No | No
RAMBLEWOOD EAST CONDO., | 78-79 | 60377511 | Yes - Multifamily | No | Non-Lead - Plastic | Don't know | 1977 | 2 | Field inspection only with no records | Yes | Visual inspection at the meter | 2024-07-30 |  | Non-Lead - Plastic | 1977 | 2 | Field inspection only with no records | Yes | Visual inspection at the meter | 2024-07-30 |  | Non-Lead | No | No | none | Multiple Family Residence | Unknown | No | No
RAMBLEWOOD EAST CONDO., | Main Rec | 70098498 | Yes - Other | No | Non-Lead - Plastic | Don't know | 1977 | 2 | Field inspection only with no records | Yes | Visual inspection at the meter | 2024-07-30 |  | Non-Lead - Plastic | 1977 | 2 | Field inspection only with no records | Yes | Visual inspection at the meter | 2024-07-30 |  | Non-Lead | No | No | none | Multiple Family Residence | Unknown | No | No
RAMBLEWOOD EAST CONDO., | Maint | 60338344 | No | No | Non-Lead - Plastic | Don't know | 1977 | 2 | Field inspection only with no records | Yes | Visual inspection at the meter | 2024-07-30 |  | Non-Lead - Plastic | 1977 | 2 | Field inspection only with no records | Yes | Visual inspection at the meter | 2024-07-30 |  | Non-Lead | No | No | none | Multiple Family Residence | Unknown | No | No
RAMBLEWOOD EAST CONDO., | Rec Pool | 60338336 | Yes - Other | No | Non-Lead - Plastic | Don't know | 1977 | 2 | Field inspection only with no records | Yes | Visual inspection at the meter | 2024-07-30 |  | Non-Lead - Plastic | 1977 | 2 | Field inspection only with no records | Yes | Visual inspection at the meter | 2024-07-30 |  | Non-Lead | No | No | none | Multiple Family Residence | Unknown | No | No
RAMBLEWOOD EAST CONDO., | 40 | 60338338 | Yes - Multifamily | No | Non-Lead - Plastic | Don't know | 1977 | 2 | Field inspection only with no records | Yes | Visual inspection at the meter | 2024-07-30 |  | Non-Lead - Plastic | 1977 | 2 | Field inspection only with no records | Yes | Visual inspection at the meter | 2024-07-30 |  | Non-Lead | No | No | none | Multiple Family Residence | Unknown | No | No
RAMBLEWOOD EAST CONDO., | 41-42 | 60279610 | Yes - Multifamily | No | Non-Lead - Plastic | Don't know | 1977 | 2 | Field inspection only with no records | Yes | Visual inspection at the meter | 2024-07-30 |  | Non-Lead - Plastic | 1977 | 2 | Field inspection only with no records | Yes | Visual inspection at the meter | 2024-07-30 |  | Non-Lead | No | No | none | Multiple Family Residence | Unknown | No | No
RAMBLEWOOD EAST CONDO., | 43-44 | 60827512 | Yes - Multifamily | No | Non-Lead - Plastic | Don't know | 1977 | 2 | Field inspection only with no records | Yes | Visual inspection at the meter | 2024-07-30 |  | Non-Lead - Plastic | 1977 | 2 | Field inspection only with no records | Yes | Visual inspection at the meter | 2024-07-30 |  | Non-Lead | No | No | none | Multiple Family Residence | Unknown | No | No
RAMBLEWOOD EAST CONDO., | 52-53 | 60338335 | Yes - Multifamily | No | Non-Lead - Plastic | Don't know | 1977 | 2 | Field inspection only with no records | Yes | Visual inspection at the meter | 2024-07-30 |  | Non-Lead - Plastic | 1977 | 2 | Field inspection only with no records | Yes | Visual inspection at the meter | 2024-07-30 |  | Non-Lead | No | No | none | Multiple Family Residence | Unknown | No | No
RAMBLEWOOD EAST CONDO., | Rec 1 | 49140078 | Yes - Other | No | Non-Lead - Plastic | Don't know | 1977 | 2 | Field inspection only with no records | Yes | Visual inspection at the meter | 2024-07-30 |  | Non-Lead - Plastic | 1977 | 2 | Field inspection only with no records | Yes | Visual inspection at meter | 2024-07-30 |  | Non-Lead | No | No | none | Multiple Family Residence | Unknown | No | No
RAMBLEWOOD EAST CONDO., | 54-55 | 60377509 | Yes - Multifamily | No | Non-Lead - Plastic | Don't know | 1977 | 2 | Field inspection only with no records | Yes | Visual inspection at the meter | 2024-07-30 |  | Non-Lead - Plastic | 1977 | 2 | Field inspection only with no records | Yes | Visual inspection at meter | 2024-07-30 |  | Non-Lead | No | No | none | Multiple Family Residence | Unknown | No | No
RAMBLEWOOD EAST CONDO., | 56 | 60279609 | Yes - Multifamily | No | Non-Lead - Plastic | Don't know | 1977 | 2 | Field inspection only with no records | Yes | Visual inspection at the meter | 2024-07-30 |  | Non-Lead - Plastic | 1977 | 2 | Field inspection only with no records | Yes | Visual inspection at meter | 2024-07-30 |  | Non-Lead | No | No | none | Multiple Family Residence | Unknown | No | No
RAMBLEWOOD EAST CONDO., | 63-64 | 60279604 | Yes - Multifamily | No | Non-Lead - Plastic | Don't know | 1977 | 2 | Field inspection only with no records | Yes | Visual inspection at the meter | 2024-07-30 |  | Non-Lead - Plastic | 1977 | 2 | Field inspection only with no records | Yes | Visual inspection at meter | 2024-07-30 |  | Non-Lead | No | No | none | Multiple Family Residence | Unknown | No | No
RAMBLEWOOD EAST CONDO., | 57-58 | 60338343 | Yes - Multifamily | No | Non-Lead - Plastic | Don't know | 1977 | 2 | Field inspection only with no records | Yes | Visual inspection at the meter | 2024-07-30 |  | Non-Lead - Plastic | 1977 | 2 | Field inspection only with no records | Yes | Visual inspection at meter | 2024-07-30 |  | Non-Lead | No | No | none | Multiple Family Residence | Unknown | No | No
RAMBLEWOOD EAST CONDO., | 65-66 | 60279605 | Yes - Multifamily | No | Non-Lead - Plastic | Don't know | 1977 | 2 | Field inspection only with no records | Yes | Visual inspection at the meter | 2024-07-30 |  | Non-Lead - Plastic | 1977 | 2 | Field inspection only with no records | Yes | Visual inspection at meter | 2024-07-30 |  | Non-Lead | No | No | none | Multiple Family Residence | Unknown | No | No
RAMBLEWOOD EAST CONDO., | 67-68 | 60279606 | Yes - Multifamily | No | Non-Lead - Plastic | Don't know | 1977 | 2 | Field inspection only with no records | Yes | Visual inspection at the meter | 2024-07-30 |  | Non-Lead - Plastic | 1977 | 2 | Field inspection only with no records | Yes | Visual inspection at meter | 2024-07-30 |  | Non-Lead | No | No | none | Multiple Family Residence | Unknown | No | No
RAMBLEWOOD EAST CONDO., | 59-60 | 60377501 | Yes - Multifamily | No | Non-Lead - Plastic | Don't know | 1977 | 2 | Field inspection only with no records | Yes | Visual inspection at the meter | 2024-07-30 |  | Non-Lead - Plastic | 1977 | 2 | Field inspection only with no records | Yes | Visual inspection at meter | 2024-07-30 |  | Non-Lead | No | No | none | Multiple Family Residence | Unknown | No | No
RAMBLEWOOD EAST CONDO., | 61-62 | 60279608 | Yes - Multifamily | No | Non-Lead - Plastic | Don't know | 1977 | 2 | Field inspection only with no records | Yes | Visual inspection at the meter | 2024-07-30 |  | Non-Lead - Plastic | 1977 | 2 | Field inspection only with no records | Yes | Visual inspection at meter | 2024-07-30 |  | Non-Lead | No | No | none | Multiple Family Residence | Unknown | No | No
RAMBLEWOOD EAST CONDO., | 50-51 | 60831735 | Yes - Multifamily | No | Non-Lead - Plastic | Don't know | 1977 | 2 | Field inspection only with no records | Yes | Visual inspection at the meter | 2024-07-30 |  | Non-Lead - Plastic | 1977 | 2 | Field inspection only with no records | Yes | Visual inspection at meter | 2024-07-30 |  | Non-Lead | No | No | none | Multiple Family Residence | Unknown | No | No
RAMBLEWOOD EAST CONDO., | 48-49 | 61069120 | Yes - Multifamily | No | Non-Lead - Plastic | Don't know | 1977 | 2 | Field inspection only with no records | Yes | Visual inspection at the meter | 2024-07-30 |  | Non-Lead - Plastic | 1977 | 2 | Field inspection only with no records | Yes | Visual inspection at meter | 2024-07-30 |  | Non-Lead | No | No | none | Multiple Family Residence | Unknown | No | No
RAMBLEWOOD EAST CONDO., | 45-47 | 60279616 | Yes - Multifamily | No | Non-Lead - Plastic | Don't know | 1977 | 2 | Field inspection only with no records | Yes | Visual inspection at the meter | 2024-07-30 |  | Non-Lead - Plastic | 1977 | 2 | Field inspection only with no records | Yes | Visual inspection at meter | 2024-07-30 |  | Non-Lead | No | No | none | Multiple Family Residence | Unknown | No | No
RAMBLEWOOD EAST CONDO., | 46 | 60279602 | Yes - Multifamily | No | Non-Lead - Plastic | Don't know | 1977 | 2 | Field inspection only with no records | Yes | Visual inspection at the meter | 2024-07-30 |  | Non-Lead - Plastic | 1977 | 2 | Field inspection only with no records | Yes | Visual inspection at meter | 2024-07-30 |  | Non-Lead | No | No | none | Multiple Family Residence | Unknown | No | No
RAMBLEWOOD EAST CONDO., | 39 | 60377514 | Yes - Multifamily | No | Non-Lead - Plastic | Don't know | 1977 | 2 | Field inspection only with no records | Yes | Visual inspection at the meter | 2024-07-30 |  | Non-Lead - Plastic | 1977 | 2 | Field inspection only with no records | Yes | Visual inspection at meter | 2024-07-30 |  | Non-Lead | No | No | none | Multiple Family Residence | Unknown | No | No
RAMBLEWOOD EAST CONDO., | 37-38 | 60169121 | Yes - Multifamily | No | Non-Lead - Plastic | Don't know | 1977 | 2 | Field inspection only with no records | Yes | Visual inspection at the meter | 2024-07-30 |  | Non-Lead - Plastic | 1977 | 2 | Field inspection only with no records | Yes | Visual inspection at meter | 2024-07-30 |  | Non-Lead | No | No | none | Multiple Family Residence | Unknown | No | No
RAMBLEWOOD EAST CONDO., | 35-36 | 60286831 | Yes - Multifamily | No | Non-Lead - Plastic | Don't know | 1977 | 2 | Field inspection only with no records | Yes | Visual inspection at the meter | 2024-07-30 |  | Non-Lead - Plastic | 1977 | 2 | Field inspection only with no records | Yes | Visual inspection at meter | 2024-07-30 |  | Non-Lead | No | No | none | Multiple Family Residence | Unknown | No | No
RAMBLEWOOD EAST CONDO., | 17-18 | 60279613 | Yes - Multifamily | No | Non-Lead - Plastic | Don't know | 1977 | 2 | Field inspection only with no records | Yes | Visual inspection at the meter | 2024-07-30 |  | Non-Lead - Plastic | 1977 | 2 | Field inspection only with no records | Yes | Visual inspection at meter | 2024-07-30 |  | Non-Lead | No | No | none | Multiple Family Residence | Unknown | No | No
RAMBLEWOOD EAST CONDO., | 29-30 | 60377510 | Yes - Multifamily | No | Non-Lead - Plastic | Don't know | 1977 | 2 | Field inspection only with no records | Yes | Visual inspection at the meter | 2024-07-30 |  | Non-Lead - Plastic | 1977 | 2 | Field inspection only with no records | Yes | Visual inspection at meter | 2024-07-30 |  | Non-Lead | No | No | none | Multiple Family Residence | Unknown | No | No
RAMBLEWOOD EAST CONDO., | 31 | 60377513 | Yes - Multifamily | No | Non-Lead - Plastic | Don't know | 1977 | 2 | Field inspection only with no records | Yes | Visual inspection at the meter | 2024-07-30 |  | Non-Lead - Plastic | 1977 | 2 | Field inspection only with no records | Yes | Visual inspection at meter | 2024-07-30 |  | Non-Lead | No | No | none | Multiple Family Residence | Unknown | No | No
RAMBLEWOOD EAST CONDO., | 23-24 | 60377512 | Yes - Multifamily | No | Non-Lead - Plastic | Don't know | 1977 | 2 | Field inspection only with no records | Yes | Visual inspection at the meter | 2024-07-30 |  | Non-Lead - Plastic | 1977 | 2 | Field inspection only with no records | Yes | Visual inspection at meter | 2024-07-30 |  | Non-Lead | No | No | none | Multiple Family Residence | Unknown | No | No
RAMBLEWOOD EAST CONDO., | 21-22 | 60377506 | Yes - Multifamily | No | Non-Lead - Plastic | Don't know | 1977 | 2 | Field inspection only with no records | Yes | Visual inspection at the meter | 2024-07-30 |  | Non-Lead - Plastic | 1977 | 2 | Field inspection only with no records | Yes | Visual inspection at meter | 2024-07-30 |  | Non-Lead | No | No | none | Multiple Family Residence | Unknown | No | No
RAMBLEWOOD EAST CONDO., | 19-20 | 60279615 | Yes - Multifamily | No | Non-Lead - Plastic | Don't know | 1977 | 2 | Field inspection only with no records | Yes | Visual inspection at the meter | 2024-07-30 |  | Non-Lead - Plastic | 1977 | 2 | Field inspection only with no records | Yes | Visual inspection at meter | 2024-07-30 |  | Non-Lead | No | No | none | Multiple Family Residence | Unknown | No | No
RAMBLEWOOD EAST CONDO., | 1,2,3,4 | 60377507 | Yes - Multifamily | No | Non-Lead - Plastic | Don't know | 1977 | 2 | Field inspection only with no records | Yes | Visual inspection at the meter | 2024-07-30 |  | Non-Lead - Plastic | 1977 | 2 | Field inspection only with no records | Yes | Visual inspection at meter | 2024-07-30 |  | Non-Lead | No | No | none | Multiple Family Residence | Unknown | No | No
RAMBLEWOOD EAST CONDO., | 5,6,7,8 | 60377503 | Yes - Multifamily | No | Non-Lead - Plastic | Don't know | 1977 | 2 | Field inspection only with no records | Yes | Visual inspection at the meter | 2024-07-30 |  | Non-Lead - Plastic | 1977 | 2 | Field inspection only with no records | Yes | Visual inspection at meter | 2024-07-30 |  | Non-Lead | No | No | none | Multiple Family Residence | Unknown | No | No
RAMBLEWOOD EAST CONDO., | 2024-09-10 | 60377508 | Yes - Multifamily | No | Non-Lead - Plastic | Don't know | 1977 | 2 | Field inspection only with no records | Yes | Visual inspection at the meter | 2024-07-30 |  | Non-Lead - Plastic | 1977 | 2 | Field inspection only with no records | Yes | Visual inspection at meter | 2024-07-30 |  | Non-Lead | No | No | none | Multiple Family Residence | Unknown | No | No
RAMBLEWOOD EAST CONDO., | 11 | 60377517 | Yes - Multifamily | No | Non-Lead - Plastic | Don't know | 1977 | 2 | Field inspection only with no records | Yes | Visual inspection at the meter | 2024-07-30 |  | Non-Lead - Plastic | 1977 | 2 | Field inspection only with no records | Yes | Visual inspection at meter | 2024-07-30 |  | Non-Lead | No | No | none | Multiple Family Residence | Unknown | No | No
RAMBLEWOOD EAST CONDO., | 12 | 60279614B | Yes - Multifamily | No | Non-Lead - Plastic | Don't know | 1977 | 2 | Field inspection only with no records | Yes | Visual inspection at the meter | 2024-07-30 |  | Non-Lead - Plastic | 1977 | 2 | Field inspection only with no records | Yes | Visual inspection at meter | 2024-07-30 |  | Non-Lead | No | No | none | Multiple Family Residence | Unknown | No | No
RAMBLEWOOD EAST CONDO., | 13-14 | 60279607 | Yes - Multifamily | No | Non-Lead - Plastic | Don't know | 1977 | 2 | Field inspection only with no records | Yes | Visual inspection at the meter | 2024-07-30 |  | Non-Lead - Plastic | 1977 | 2 | Field inspection only with no records | Yes | Visual inspection at meter | 2024-07-30 |  | Non-Lead | No | No | none | Multiple Family Residence | Unknown | No | No
RAMBLEWOOD EAST CONDO., | 15-16 | 60827511 | Yes - Multifamily | No | Non-Lead - Plastic | Don't know | 1977 | 2 | Field inspection only with no records | Yes | Visual inspection at the meter | 2024-07-30 |  | Non-Lead - Plastic | 1977 | 2 | Field inspection only with no records | Yes | Visual inspection at meter | 2024-07-30 |  | Non-Lead | No | No | none | Multiple Family Residence | Unknown | No | No
RAMBLEWOOD EAST CONDO., | 27-28 | 61113916 | Yes - Multifamily | No | Non-Lead - Plastic | Don't know | 1977 | 2 | Field inspection only with no records | Yes | Visual inspection at the meter | 2024-07-30 |  | Non-Lead - Plastic | 1977 | 2 | Field inspection only with no records | Yes | Visual inspection at meter | 2024-07-30 |  | Non-Lead | No | No | none | Multiple Family Residence | Unknown | No | No
RAMBLEWOOD EAST CONDO., | 25-26 | 60377519 | Yes - Multifamily | No | Non-Lead - Plastic | Don't know | 1977 | 2 | Field inspection only with no records | Yes | Visual inspection at the meter | 2024-07-30 |  | Non-Lead - Plastic | 1977 | 2 | Field inspection only with no records | Yes | Visual inspection at meter | 2024-07-30 |  | Non-Lead | No | No | none | Multiple Family Residence | Unknown | No | No
RAMBLEWOOD EAST CONDO., | 32 | 60677515 | Yes - Multifamily | No | Non-Lead - Plastic | Don't know | 1977 | 2 | Field inspection only with no records | Yes | Visual inspection at the meter | 2024-07-30 |  | Non-Lead - Plastic | 1977 | 2 | Field inspection only with no records | Yes | Visual inspection at meter | 2024-07-30 |  | Non-Lead | No | No | none | Multiple Family Residence | Unknown | No | No
RAMBLEWOOD EAST CONDO., | 33-34 | 61069122 | Yes - Multifamily | No | Non-Lead - Plastic | Don't know | 1977 | 2 | Field inspection only with no records | Yes | Visual inspection at the meter | 2024-07-30 |  | Non-Lead - Plastic | 1977 | 2 | Field inspection only with no records | Yes | visual inspection at meter | 2024-07-30 |  | Non-Lead | No | No | none | Multiple Family Residence | Unknown | No | No
HAWKINS CONTRUCTION, INC. | 8160 WILES RD | 60831738 | No | No | Non-Lead - Plastic | No | 2017-12-19 | 1" | Installation date after lead ban | No | Visual inspection at the meter |  |  | Non-Lead - Plastic | 2017 | 1 | Installation date after lead ban | No | visual inspection at meter | 2024-07-30 |  | Non-Lead | No | No | none | Single Family Residence | Unknown | No | No
Leslie's Pool Mart | 8260 WILES RD | 42411856 | No | No | Non-Lead - Plastic | No | 2017-12-19 | 1" | Installation date after lead ban | No | Visual inspection at the meter |  |  | Non-Lead - Plastic | 2017 | 1 | Installation date after lead ban | No | visual inspection at meter | 2024-07-30 |  | Non-Lead | No | No | none | Single Family Residence | Unknown | No | No
SANTOS, ERICA | 8256 WILES RD | 42411894 | No | No | Non-Lead - Plastic | No | 2017-12-19 | 1" | Installation date after lead ban | No | Visual inspection at the meter |  |  | Non-Lead - Plastic | 2017 | 1 | Installation date after lead ban | No | visual inspection at meter | 2024-07-30 |  | Non-Lead | No | No | none | Single Family Residence | Unknown | No | No
J & M FITNESS | 8254 WILES RD | 32732205 | No | No | Non-Lead - Plastic | No | 2017-12-19 | 1" | Installation date after lead ban | No | Visual inspection at the meter |  |  | Non-Lead - Plastic | 2017 | 1 | Installation date after lead ban | No | visual inspection at meter | 2024-07-30 |  | Non-Lead | No | No | none | Single Family Residence | Unknown | No | No
CONQUER FITNESS STUDIO | 8246 WILES RD | 47099064 | No | No | Non-Lead - Plastic | No | 2017-12-19 | 1" | Installation date after lead ban | No | Visual inspection at the meter |  |  | Non-Lead - Plastic | 2017 | 1 | Installation date after lead ban | No | visual inspection at meter | 2024-07-30 |  | Non-Lead | No | No | none | Single Family Residence | Unknown | No | No
Fuji Sushi Cafe | 8242 WILES RD | 36631140 | No | No | Non-Lead - Plastic | No | 2017-12-19 | 1" | Installation date after lead ban | No | Visual inspection at the meter |  |  | Non-Lead - Plastic | 2017 | 1 | Installation date after lead ban | No | visual inspection at meter | 2024-07-30 |  | Non-Lead | No | No | none | Single Family Residence | Unknown | No | No
OM CAPOEIRA LLC | 8240 WILES RD | 32732200 | No | No | Non-Lead - Plastic | No | 2017-12-19 | 1" | Installation date after lead ban | No | Visual inspection at the meter |  |  | Non-Lead - Plastic | 2017 | 1 | Installation date after lead ban | No | visual inspection at meter | 2024-07-30 |  | Non-Lead | No | No | none | Single Family Residence | Unknown | No | No
OM Capoeira LLC | 8238 WILES RD | 35519055 | No | No | Non-Lead - Plastic | No | 2017-12-19 | 1" | Installation date after lead ban | No | Visual inspection at the meter |  |  | Non-Lead - Plastic | 2017 | 1 | Installation date after lead ban | No | visual inspection at meter | 2024-07-30 |  | Non-Lead | No | No | none | Single Family Residence | Unknown | No | No
Sherwood Academy | 8232 WILES RD | 47099031 | No | No | Non-Lead - Plastic | No | 2017-12-19 | 1" | Installation date after lead ban | No | Visual inspection at the meter |  |  | Non-Lead - Plastic | 2017 | 1 | Installation date after lead ban | No | visual inspection at meter | 2024-07-30 |  | Non-Lead | No | No | none | Single Family Residence | Unknown | No | No
Sherwood Academy | 8232 WILES RD | 47099079 | No | No | Non-Lead - Plastic | No | 2017-12-19 | 1" | Installation date after lead ban | No | Visual inspection at the meter |  |  | Non-Lead - Plastic | 2017 | 1 | Installation date after lead ban | No | visual inspection at meter | 2024-07-30 |  | Non-Lead | No | No | none | Single Family Residence | Unknown | No | No
Sherwood Academy | 8222 WILES RD | 32732197 | No | No | Non-Lead - Plastic | No | 2017-12-19 | 1" | Installation date after lead ban | No | Visual inspection at the meter |  |  | Non-Lead - Plastic | 2017 | 1 | Installation date after lead ban | No | visual inspection at meter | 2024-07-30 |  | Non-Lead | No | No | none | Single Family Residence | Unknown | No | No
Meadowcreek Associates, LLC | 8220 WILES RD | 32732211 | No | No | Non-Lead - Plastic | No | 2017-12-19 | 1" | Installation date after lead ban | No | Visual inspection at the meter |  |  | Non-Lead - Plastic | 2017 | 1 | Installation date after lead ban | No | visual inspection at meter | 2024-07-30 |  | Non-Lead | No | No | none | Single Family Residence | Unknown | No | No
WINDOWS TO WALLS | 8218 WILES RD | 32732209 | No | No | Non-Lead - Plastic | No | 2017-12-19 | 1" | Installation date after lead ban | No | Visual inspection at the meter |  |  | Non-Lead - Plastic | 2017 | 1 | Installation date after lead ban | No | visual inspection at meter | 2024-07-30 |  | Non-Lead | No | No | none | Single Family Residence | Unknown | No | No
Salon Bella | 8216 WILES RD | 32732198 | No | No | Non-Lead - Plastic | No | 2017-12-19 | 1" | Installation date after lead ban | No | Visual inspection at the meter |  |  | Non-Lead - Plastic | 2017 | 1 | Installation date after lead ban | No | visual inspection at meter | 2024-07-30 |  | Non-Lead | No | No | none | Single Family Residence | Unknown | No | No
TLC Dental Coral Springs PLC | 8214 WILES RD | 31221657 | No | No | Non-Lead - Plastic | No | 2017-12-19 | 1" | Installation date after lead ban | No | Visual inspection at the meter |  |  | Non-Lead - Plastic | 2017 | 1 | Installation date after lead ban | No | visual inspection at meter | 2024-07-30 |  | Non-Lead | No | No | none | Single Family Residence | Unknown | No | No
TLC DENTAL CORAL SPRINGS PLC | 8212 WILES RD | 32732213 | No | No | Non-Lead - Plastic | No | 2017-12-19 | 1" | Installation date after lead ban | No | Visual inspection at the meter |  |  | Non-Lead - Plastic | 2017 | 1 | Installation date after lead ban | No | visual inspection at meter | 2024-07-30 |  | Non-Lead | No | No | none | Single Family Residence | Unknown | No | No
Beauty Systems Group, LLC | 8208 WILES RD | 32732214 | No | No | Non-Lead - Plastic | No | 2017-12-19 | 1" | Installation date after lead ban | No | Visual inspection at the meter |  |  | Non-Lead - Plastic | 2017 | 1 | Installation date after lead ban | No | visual inspection at meter | 2024-07-30 |  | Non-Lead | No | No | none | Single Family Residence | Unknown | No | No
ORCHID NAIL #9, | 8206 WILES RD | 32732215 | No | No | Non-Lead - Plastic | No | 2017-12-19 | 1" | Installation date after lead ban | No | Visual inspection at the meter |  |  | Non-Lead - Plastic | 2017 | 1 | Installation date after lead ban | No | visual inspection at meter | 2024-07-30 |  | Non-Lead | No | No | none | Single Family Residence | Unknown | No | No
FINE WINE & SPIRITS | 8204 WILES RD | 32732208 | No | No | Non-Lead - Plastic | No | 2017-12-19 | 1" | Installation date after lead ban | No | Visual inspection at the meter |  |  | Non-Lead - Plastic | 2017 | 1 | Installation date after lead ban | No | visual inspection at meter | 2024-07-30 |  | Non-Lead | No | No | none | Single Family Residence | Unknown | No | No
FINE WINE & SPIRITS | 8202 WILES RD | 32732210 | No | No | Non-Lead - Plastic | No | 2017-12-19 | 1" | Installation date after lead ban | No | Visual inspection at the meter |  |  | Non-Lead - Plastic | 2017 | 1 | Installation date after lead ban | No | visual inspection at meter | 2024-07-30 |  | Non-Lead | No | No | none | Single Family Residence | Unknown | No | No
JUICE UP LLC | 8200 WILES RD | 32732212 | No | No | Non-Lead - Plastic | No | 2017-12-19 | 1" | Installation date after lead ban | No | Visual inspection at the meter |  |  | Non-Lead - Plastic | 2017 | 1 | Installation date after lead ban | No | visual inspection at meter | 2024-07-30 |  | Non-Lead | No | No | none | Single Family Residence | Unknown | No | No
GFI RIVERSIDE LLC | 8196 WILES RD | 35519058 | No | No | Non-Lead - Plastic | No | 2017-12-19 | 1" | Installation date after lead ban | No | Visual inspection at the meter |  |  | Non-Lead - Plastic | 2017 | 1 | Installation date after lead ban | No | visual inspection at meter | 2024-07-30 |  | Non-Lead | No | No | none | Single Family Residence | Unknown | No | No
Banfield Pet Hospital 5069 Coral Springs, FL | 8192 WILES RD | 35519059 | No | No | Non-Lead - Plastic | No | 2017-12-19 | 1" | Installation date after lead ban | No | Visual inspection at the meter |  |  | Non-Lead - Plastic | 2017 | 1 | Installation date after lead ban | No | visual inspection at meter | 2024-07-30 |  | Non-Lead | No | No | none | Single Family Residence | Unknown | No | No
Alan's Bageland | 8188 WILES RD | 54694652 | No | No | Non-Lead - Plastic | No | 2017-12-19 | 1" | Installation date after lead ban | No | Visual inspection at the meter |  |  | Non-Lead - Plastic | 2017 | 1 | Installation date after lead ban | No | visual inspection at meter | 2024-07-30 |  | Non-Lead | No | No | none | Single Family Residence | Unknown | No | No
KS CORAL SPRINGS LLC | 8184 WILES RD | 30841887 | No | No | Non-Lead - Plastic | No | 2017-12-19 | 1" | Installation date after lead ban | No | Visual inspection at the meter |  |  | Non-Lead - Plastic | 2017 | 1 | Installation date after lead ban | No | visual inspection at meter | 2024-07-30 |  | Non-Lead | No | No | none | Single Family Residence | Unknown | No | No
KS CORAL SPRINGS LLC | 8180 WILES RD | 35519062 | No | No | Non-Lead - Plastic | No | 2017-12-19 | 1" | Installation date after lead ban | No | Visual inspection at the meter |  |  | Non-Lead - Plastic | 2017 | 1 | Installation date after lead ban | No | visual inspection at meter | 2024-07-30 |  | Non-Lead | No | No | none | Single Family Residence | Unknown | No | No
PUBLIX STORE #1719, | 8160 WILES RD | 60286832 | No | No | Non-Lead - Plastic | No | 2017-12-19 | 1" | Installation date after lead ban | No | Visual inspection at the meter |  |  | Non-Lead - Plastic | 2017 | 1 | Installation date after lead ban | No | visual inspection at meter | 2024-07-30 |  | Non-Lead | No | No | none | Single Family Residence | Unknown | No | No
Optical Eyeworks | 8136 WILES RD | 31221653 | No | No | Non-Lead - Plastic | No | 2017-12-19 | 1" | Installation date after lead ban | No | Visual inspection at the meter |  |  | Non-Lead - Plastic | 2017 | 1 | Installation date after lead ban | No | visual inspection at meter | 2024-07-30 |  | Non-Lead | No | No | none | Single Family Residence | Unknown | No | No
ACE VALUE ENTERPRISE | 8132 WILES RD | 30841893 | No | No | Non-Lead - Plastic | No | 2017-12-19 | 1" | Installation date after lead ban | No | Visual inspection at the meter |  |  | Non-Lead - Plastic | 2017 | 1 | Installation date after lead ban | No | visual inspection at meter | 2024-07-30 |  | Non-Lead | No | No | none | Single Family Residence | Unknown | No | No
Aztec Inc | 8130 WILES RD | 42411900 | No | No | Non-Lead - Plastic | No | 2017-12-19 | 1" | Installation date after lead ban | No | Visual inspection at the meter |  |  | Non-Lead - Plastic | 2017 | 1 | Installation date after lead ban | No | visual inspection at meter | 2024-07-30 |  | Non-Lead | No | No | none | Single Family Residence | Unknown | No | No
Aztec Food Services, Inc | 8128 WILES RD | 41823374 | No | No | Non-Lead - Plastic | No | 2017-12-19 | 1" | Installation date after lead ban | No | Visual inspection at the meter |  |  | Non-Lead - Plastic | 2017 | 1 | Installation date after lead ban | No | visual inspection at meter | 2024-07-30 |  | Non-Lead | No | No | none | Single Family Residence | Unknown | No | No
OPTICAL EYEWORKS | 8124 WILES RD | 35519057 | No | No | Non-Lead - Plastic | No | 2017-12-19 | 1" | Installation date after lead ban | No | Visual inspection at the meter |  |  | Non-Lead - Plastic | 2017 | 1 | Installation date after lead ban | No | visual inspection at meter | 2024-07-30 |  | Non-Lead | No | No | none | Single Family Residence | Unknown | No | No
Lumber Liquidators, Inc | 8120 WILES RD | 31923673 | No | No | Non-Lead - Plastic | No | 2017-12-19 | 1" | Installation date after lead ban | No | Visual inspection at the meter |  |  | Non-Lead - Plastic | 2017 | 1 | Installation date after lead ban | No | visual inspection at meter | 2024-07-30 |  | Non-Lead | No | No | none | Single Family Residence | Unknown | No | No
NOBHILL MEDICAL CENTER | 8116 WILES RD | 35519056 | No | No | Non-Lead - Plastic | No | 2017-12-19 | 1" | Installation date after lead ban | No | Visual inspection at the meter |  |  | Non-Lead - Plastic | 2017 | 1 | Installation date after lead ban | No | visual inspection at meter | 2024-07-30 |  | Non-Lead | No | No | none | Single Family Residence | Unknown | No | No
SUPREMES BARBERSHOP | 8112 WILES RD | 42411895 | No | No | Non-Lead - Plastic | No | 2017-12-19 | 1" | Installation date after lead ban | No | Visual inspection at the meter |  |  | Non-Lead - Plastic | 2017 | 1 | Installation date after lead ban | No | visual inspection at meter | 2024-07-30 |  | Non-Lead | No | No | none | Single Family Residence | Unknown | No | No
VAPES & SMOKES | 8108 WILES RD | 42411861 | No | No | Non-Lead - Plastic | No | 2017-12-19 | 1" | Installation date after lead ban | No | Visual inspection at the meter |  |  | Non-Lead - Plastic | 2017 | 1 | Installation date after lead ban | No | visual inspection at meter | 2024-07-30 |  | Non-Lead | No | No | none | Single Family Residence | Unknown | No | No
Beauty Pawlor | 8104 WILES RD | 35241108 | No | No | Non-Lead - Plastic | No | 2017-12-19 | 1" | Installation date after lead ban | No | Visual inspection at the meter |  |  | Non-Lead - Plastic | 2017 | 1 | Installation date after lead ban | No | visual inspection at meter | 2024-07-30 |  | Non-Lead | No | No | none | Single Family Residence | Unknown | No | No
China Spring Restaurant | 8100 WILES RD | 49140075 | No | No | Non-Lead - Plastic | No | 2017-12-19 | 1" | Installation date after lead ban | No | Visual inspection at the meter |  |  | Non-Lead - Plastic | 2017 | 1 | Installation date after lead ban | No | visual inspection at meter | 2024-07-30 |  | Non-Lead | No | No | none | Single Family Residence | Unknown | No | No
CHASE Store#103732 | 8264 WILES RD | 32745043 | No | No | Non-Lead - Plastic | No | 2017-12-19 | 1" | Installation date after lead ban | No | Visual inspection at the meter |  |  | Non-Lead - Plastic | 2017 | 1 | Installation date after lead ban | No | visual inspection at meter | 2024-07-30 |  | Non-Lead | No | No | none | Single Family Residence | Unknown | No | No
CHASE Store#103732 | 8264 WILES RD | 52847921 | No | No | Non-Lead - Plastic | No | 2017-12-19 | 1" | Installation date after lead ban | No | Visual inspection at the meter |  |  | Non-Lead - Plastic | 2017 | 1 | Installation date after lead ban | No | visual inspection at meter | 2024-07-30 |  | Non-Lead | No | No | none | Single Family Residence | Unknown | No | No
AMERA 8266 LTD Attn: H & R Block | 8266 WILES RD | 32745040 | No | No | Non-Lead - Plastic | No | 2017-12-19 | 1" | Installation date after lead ban | No | Visual inspection at the meter |  |  | Non-Lead - Plastic | 2017 | 1 | Installation date after lead ban | No | visual inspection at meter | 2024-07-30 |  | Non-Lead | No | No | none | Single Family Residence | Unknown | No | No
AMERA 8266 LTD Attn: H & R Block | 8266 WILES RD | 33009780 | No | No | Non-Lead - Plastic | No | 2017-12-19 | 1" | Installation date after lead ban | No | Visual inspection at the meter |  |  | Non-Lead - Plastic | 2017 | 1 | Installation date after lead ban | No | visual inspection at meter | 2024-07-30 |  | Non-Lead | No | No | none | Single Family Residence | Unknown | No | No
BP | 8268 WILES RD | 51146231 | No | No | Non-Lead - Plastic | No | 2017-12-19 | 1" | Installation date after lead ban | No | Visual inspection at the meter |  |  | Non-Lead - Plastic | 2017 | 1 | Installation date after lead ban | No | visual inspection at meter | 2024-07-30 |  | Non-Lead | No | No | none | Single Family Residence | Unknown | No | No
ROYAL EAGLE PLAZA | 9200 WILES RD | 70381083 | No | No | Non-Lead - Plastic | No | 2017-12-19 | 1" | Installation date after lead ban | No | Visual inspection at the meter |  |  | Non-Lead - Plastic | 2017 | 1 | Installation date after lead ban | No | visual inspection at meter | 2024-07-30 |  | Non-Lead | No | No | none | Single Family Residence | Unknown | No | No
ROYAL EAGLE PLAZA | 9200 WILES RD | 61081140 | No | No | Non-Lead - Plastic | No | 2017-12-19 | 1" | Installation date after lead ban | No | Visual inspection at the meter |  |  | Non-Lead - Plastic | 2017 | 1 | Installation date after lead ban | No | visual inspection at meter | 2024-07-30 |  | Non-Lead | No | No | none | Single Family Residence | Unknown | No | No
ROYAL EAGLE PLAZA | 9200 WILES RD | 70377743 | No | No | Non-Lead - Plastic | No | 2017-12-19 | 1" | Installation date after lead ban | No | Visual inspection at the meter |  |  | Non-Lead - Plastic | 2017 | 1 | Installation date after lead ban | No | visual inspection at meter | 2024-07-30 |  | Non-Lead | No | No | none | Single Family Residence | Unknown | No | No
ALDI (FLORIDA) LLC, STORE #45 | 9188 WILES RD | 60377505 | No | No | Non-Lead - Plastic | No | 2017-12-19 | 1" | Installation date after lead ban | No | Visual inspection at the meter |  |  | Non-Lead - Plastic | 2017 | 1 | Installation date after lead ban | No | visual inspection at meter | 2024-07-30 |  | Non-Lead | No | No | none | Single Family Residence | Unknown | No | No
FRIENDS & FAMILY SPINAL CARE | 9176 WILES RD | 33368767 | No | No | Non-Lead - Plastic | No | 2017-12-19 | 1" | Installation date after lead ban | No | Visual inspection at the meter |  |  | Non-Lead - Plastic | 2017 | 1 | Installation date after lead ban | No | visual inspection at meter | 2024-07-30 |  | Non-Lead | No | No | none | Single Family Residence | Unknown | No | No
Pepperoni Grill | 9174 WILES RD | 54694617 | No | No | Non-Lead - Plastic | No | 2017-12-19 | 1" | Installation date after lead ban | No | Visual inspection at the meter |  |  | Non-Lead - Plastic | 2017 | 1 | Installation date after lead ban | No | visual inspection at meter | 2024-07-30 |  | Non-Lead | No | No | none | Single Family Residence | Unknown | No | No
CS ACE LLC | 9172 WILES RD | 33645083 | No | No | Non-Lead - Plastic | No | 2017-12-19 | 1" | Installation date after lead ban | No | Visual inspection at the meter |  |  | Non-Lead - Plastic | 2017 | 1 | Installation date after lead ban | No | visual inspection at meter | 2024-07-30 |  | Non-Lead | No | No | none | Single Family Residence | Unknown | No | No
ALGOCOTTOM LLC | 9170 WILES RD | 49140077 | No | No | Non-Lead - Plastic | No | 2017-12-19 | 1" | Installation date after lead ban | No | Visual inspection at the meter |  |  | Non-Lead - Plastic | 2017 | 1 | Installation date after lead ban | No | visual inspection at meter | 2024-07-30 |  | Non-Lead | No | No | none | Single Family Residence | Unknown | No | No
YOGA JOINT - CORAL SPRINGS LLC | 9168 WILES RD | 78945612 | No | No | Non-Lead - Plastic | No | 2017-12-19 | 1" | Installation date after lead ban | No | Visual inspection at the meter |  |  | Non-Lead - Plastic | 2017 | 1 | Installation date after lead ban | No | visual inspection at meter | 2024-07-30 |  | Non-Lead | No | No | none | Single Family Residence | Unknown | No | No
COOKIE HEAD LLC | 9162 WILES RD | 54694628 | No | No | Non-Lead - Plastic | No | 2017-12-19 | 1" | Installation date after lead ban | No | Visual inspection at the meter |  |  | Non-Lead - Plastic | 2017 | 1 | Installation date after lead ban | No | visual inspection at meter | 2024-07-30 |  | Non-Lead | No | No | none | Single Family Residence | Unknown | No | No
Advanced Audiology | 9160 B WILES RD | 33638929 | No | No | Non-Lead - Plastic | No | 2017-12-19 | 1" | Installation date after lead ban | No | Visual inspection at the meter |  |  | Non-Lead - Plastic | 2017 | 1 | Installation date after lead ban | No | visual inspection at meter | 2024-07-30 |  | Non-Lead | No | No | none | Single Family Residence | Unknown | No | No
Gamestop | 9160 A WILES RD | 33568716 | No | No | Non-Lead - Plastic | No | 2017-12-19 | 1" | Installation date after lead ban | No | Visual inspection at the meter |  |  | Non-Lead - Plastic | 2017 | 1 | Installation date after lead ban | No | visual inspection at meter | 2024-07-30 |  | Non-Lead | No | No | none | Single Family Residence | Unknown | No | No
Lin Hang Inc. | 9158 WILES RD | 33568714 | No | No | Non-Lead - Plastic | No | 2017-12-19 | 1" | Installation date after lead ban | No | Visual inspection at the meter |  |  | Non-Lead - Plastic | 2017 | 1 | Installation date after lead ban | No | visual inspection at meter | 2024-07-30 |  | Non-Lead | No | No | none | Single Family Residence | Unknown | No | No
CLDDS2 PA | 9156 WILES RD | 33568727 | No | No | Non-Lead - Plastic | No | 2017-12-19 | 1" | Installation date after lead ban | No | Visual inspection at the meter |  |  | Non-Lead - Plastic | 2017 | 1 | Installation date after lead ban | No | visual inspection at meter | 2024-07-30 |  | Non-Lead | No | No | none | Single Family Residence | Unknown | No | No
Dr. Rozen DMD, PA | 9154 WILES RD | 4417810 | No | No | Non-Lead - Plastic | No | 2017-12-19 | 1" | Installation date after lead ban | No | Visual inspection at the meter |  |  | Non-Lead - Plastic | 2017 | 1 | Installation date after lead ban | No | visual inspection at meter | 2024-07-30 |  | Non-Lead | No | No | none | Single Family Residence | Unknown | No | No
ROYAL EAGLE PLAZA | 9152 WILES RD | 33568715 | No | No | Non-Lead - Plastic | No | 2017-12-19 | 1" | Installation date after lead ban | No | Visual inspection at the meter |  |  | Non-Lead - Plastic | 2017 | 1 | Installation date after lead ban | No | visual inspection at meter | 2024-07-30 |  | Non-Lead | No | No | none | Single Family Residence | Unknown | No | No
Hobby Lobby Stores, Inc | 9150 WILES RD | 61098785 | No | No | Non-Lead - Plastic | No | 2017-12-19 | 1" | Installation date after lead ban | No | Visual inspection at the meter |  |  | Non-Lead - Plastic | 2017 | 1 | Installation date after lead ban | No | visual inspection at meter | 2024-07-30 |  | Non-Lead | No | No | none | Single Family Residence | Unknown | No | No
ROYAL EAGLE PLAZA | 9134 WILES RD | 35241040 | No | No | Non-Lead - Plastic | No | 2017-12-19 | 1" | Installation date after lead ban | No | Visual inspection at the meter |  |  | Non-Lead - Plastic | 2017 | 1 | Installation date after lead ban | No | visual inspection at meter | 2024-07-30 |  | Non-Lead | No | No | none | Single Family Residence | Unknown | No | No
PINE RIDGE DENTAL ON WILES | 9132 WILES RD | 33645080 | No | No | Non-Lead - Plastic | No | 2017-12-19 | 1" | Installation date after lead ban | No | Visual inspection at the meter |  |  | Non-Lead - Plastic | 2017 | 1 | Installation date after lead ban | No | visual inspection at meter | 2024-07-30 |  | Non-Lead | No | No | none | Single Family Residence | Unknown | No | No
HAPPY COOKIES Dba COOKIES BY DESIGN | 9130 WILES RD | 33645091 | No | No | Non-Lead - Plastic | No | 2017-12-19 | 1" | Installation date after lead ban | No | Visual inspection at the meter |  |  | Non-Lead - Plastic | 2017 | 1 | Installation date after lead ban | No | visual inspection at meter | 2024-07-30 |  | Non-Lead | No | No | none | Single Family Residence | Unknown | No | No
UNIQUE CLEANERS | 9128 WILES RD | 39590302 | No | No | Non-Lead - Plastic | No | 2017-12-19 | 1" | Installation date after lead ban | No | Visual inspection at the meter |  |  | Non-Lead - Plastic | 2017 | 1 | Installation date after lead ban | No | visual inspection at meter | 2024-07-30 |  | Non-Lead | No | No | none | Single Family Residence | Unknown | No | No
Pediatric Associates | 9126 WILES RD | 60693105 | No | No | Non-Lead - Plastic | No | 2017-12-19 | 1" | Installation date after lead ban | No | Visual inspection at the meter |  |  | Non-Lead - Plastic | 2017 | 1 | Installation date after lead ban | No | visual inspection at meter | 2024-07-30 |  | Non-Lead | No | No | none | Single Family Residence | Unknown | No | No
KHP CORAL SPRINGS LLC | 9120 WILES RD | 39590216 | No | No | Non-Lead - Plastic | No | 2017-12-19 | 1" | Installation date after lead ban | No | Visual inspection at the meter |  |  | Non-Lead - Plastic | 2017 | 1 | Installation date after lead ban | No | visual inspection at meter | 2024-07-30 |  | Non-Lead | No | No | none | Single Family Residence | Unknown | No | No
ATA Black Belt Academy of Coral Springs | 9114 WILES RD | 33645095 | No | No | Non-Lead - Plastic | No | 2017-12-19 | 1" | Installation date after lead ban | No | Visual inspection at the meter |  |  | Non-Lead - Plastic | 2017 | 1 | Installation date after lead ban | No | visual inspection at meter | 2024-07-30 |  | Non-Lead | No | No | none | Single Family Residence | Unknown | No | No
MARLEY'S SMOKE & VAPE SHOP | 9112 WILES RD | 54507886 | No | No | Non-Lead - Plastic | No | 2017-12-19 | 1" | Installation date after lead ban | No | Visual inspection at the meter |  |  | Non-Lead - Plastic | 2017 | 1 | Installation date after lead ban | No | visual inspection at meter | 2024-07-30 |  | Non-Lead | No | No | none | Single Family Residence | Unknown | No | No
CSV ENTERPRISES | 9110 WILES RD | 33645088 | No | No | Non-Lead - Plastic | No | 2017-12-19 | 1" | Installation date after lead ban | No | Visual inspection at the meter |  |  | Non-Lead - Plastic | 2017 | 1 | Installation date after lead ban | No | visual inspection at meter | 2024-07-30 |  | Non-Lead | No | No | none | Single Family Residence | Unknown | No | No
Glow Nails & Spa, LLC | 9108 WILES RD | 33645096 | No | No | Non-Lead - Plastic | No | 2017-12-19 | 1" | Installation date after lead ban | No | Visual inspection at the meter |  |  | Non-Lead - Plastic | 2017 | 1 | Installation date after lead ban | No | visual inspection at meter | 2024-07-30 |  | Non-Lead | No | No | none | Single Family Residence | Unknown | No | No
Glow Nails & Spa, LLC | 9106 WILES RD | 33645097 | No | No | Non-Lead - Plastic | No | 2017-12-19 | 1" | Installation date after lead ban | No | Visual inspection at the meter |  |  | Non-Lead - Plastic | 2017 | 1 | Installation date after lead ban | No | visual inspection at meter | 2024-07-30 |  | Non-Lead | No | No | none | Single Family Residence | Unknown | No | No
ROYAL EAGLE PLAZA | 9104 WILES RD | 99995099 | No | No | Non-Lead - Plastic | No | 2017-12-19 | 1" | Installation date after lead ban | No | Visual inspection at the meter |  |  | Non-Lead - Plastic | 2017 | 1 | Installation date after lead ban | No | visual inspection at meter | 2024-07-30 |  | Non-Lead | No | No | none | Single Family Residence | Unknown | No | No
DYAN'S COUNTRY KITCHEN LLC | 9100 WILES RD | 60286829 | No | No | Non-Lead - Plastic | No | 2017-12-19 | 1" | Installation date after lead ban | No | Visual inspection at the meter |  |  | Non-Lead - Plastic | 2017 | 1 | Installation date after lead ban | No | visual inspection at meter | 2024-07-30 |  | Non-Lead | No | No | none | Single Family Residence | Unknown | No | No
Bank of America | 9140 WILES RD | 34417795 | No | No | Non-Lead - Plastic | No | 2017-12-19 | 1" | Installation date after lead ban | No | Visual inspection at the meter |  |  | Non-Lead - Plastic | 2017 | 1 | Installation date after lead ban | No | visual inspection at meter | 2024-07-30 |  | Non-Lead | No | No | none | Single Family Residence | Unknown | No | No
Bank of America | 9140 WILES RD | 34417796 | No | No | Non-Lead - Plastic | No | 2017-12-19 | 1" | Installation date after lead ban | No | Visual inspection at the meter |  |  | Non-Lead - Plastic | 2017 | 1 | Installation date after lead ban | No | visual inspection at meter | 2024-07-30 |  | Non-Lead | No | No | none | Single Family Residence | Unknown | No | No
McDonald's | 9180 WILES RD | 31596418 | No | No | Non-Lead - Plastic | No | 2017-12-19 | 1" | Installation date after lead ban | No | Visual inspection at the meter |  |  | Non-Lead - Plastic | 2017 | 1 | Installation date after lead ban | No | visual inspection at meter | 2024-07-30 |  | Non-Lead | No | No | none | Single Family Residence | Unknown | No | No
McDonald's | 9180 WILES RD | 31588701 | No | No | Non-Lead - Plastic | No | 2017-12-19 | 1" | Installation date after lead ban | No | Visual inspection at the meter |  |  | Non-Lead - Plastic | 2017 | 1 | Installation date after lead ban | No | visual inspection at meter | 2024-07-30 |  | Non-Lead | No | No | none | Single Family Residence | Unknown | No | No
LUIHNVANTAGE PARTNERS LLC | 9190 WILES RD | 31600898 | No | No | Non-Lead - Plastic | No | 2017-12-19 | 1" | Installation date after lead ban | No | Visual inspection at the meter |  |  | Non-Lead - Plastic | 2017 | 1 | Installation date after lead ban | No | visual inspection at meter | 2024-07-30 |  | Non-Lead | No | No | none | Single Family Residence | Unknown | No | No
LUIHNVANTAGE PARTNERS LLC | 9190 WILES RD | 52441768 | No | No | Non-Lead - Plastic | No | 2017-12-19 | 1" | Installation date after lead ban | No | Visual inspection at the meter |  |  | Non-Lead - Plastic | 2017 | 1 | Installation date after lead ban | No | visual inspection at meter | 2024-07-30 |  | Non-Lead | No | No | none | Single Family Residence | Unknown | No | No
MOBIL | 9250 WILES RD | 60279603 | No | No | Non-Lead - Plastic | No | 2017-12-19 | 1" | Installation date after lead ban | No | Visual inspection at the meter |  |  | Non-Lead - Plastic | 2017 | 1 | Installation date after lead ban | No | visual inspection at meter | 2024-07-30 |  | Non-Lead | No | No | none | Single Family Residence | Unknown | No | No
MOBIL | 9250 WILES RD | 34215188 | No | No | Non-Lead - Plastic | No | 2017-12-19 | 1" | Installation date after lead ban | No | Visual inspection at the meter |  |  | Non-Lead - Plastic | 2017 | 1 | Installation date after lead ban | No | visual inspection at meter | 2024-07-30 |  | Non-Lead | No | No | none | Single Family Residence | Unknown | No | No
Cumberland Farms, Inc | 8900 WILES RD | 60831736 | No | No | Non-Lead - Plastic | No | 2017-12-19 | 1" | Installation date after lead ban | No | Visual inspection at the meter |  |  | Non-Lead - Plastic | 2017 | 1 | Installation date after lead ban | No | visual inspection at meter | 2024-07-30 |  | Non-Lead | No | No | none | Single Family Residence | Unknown | No | No
Auto Zone | 8850 WILES RD | 52910927 | No | No | Non-Lead - Plastic | No | 2017-12-19 | 1" | Installation date after lead ban | No | Visual inspection at the meter |  |  | Non-Lead - Plastic | 2017 | 1 | Installation date after lead ban | No | visual inspection at meter | 2024-07-30 |  | Non-Lead | No | No | none | Single Family Residence | Unknown | No | No
PATTEN, EULALEE | 4422 NW 89TH WAY | 37688982 | No | No | Non-Lead - Plastic | No | 1988 | 1 inch | Installation date after lead ban | Yes | Visual inspection at the meter |  |  | Non-Lead - Plastic | 1988 | 1 inch | Installation date after lead ban | Yes | visual inspection at meter | 2024-07-30 |  | Non-Lead | No | No | none | Single Family Residence | Unknown | Unknown | No
PATTEN, EULALEE | 4422 NW 89TH WAY | 37688983 | [8 empty] | Visual inspection at the meter |  |  | Non-Lead - Plastic |  |  |  |  | visual inspection at meter | 2024-07-31
Shuker, | 4444 NW 89TH WAY | 33950241 | No | No | Non-Lead - Plastic | No | 1988 | 1 inch | Installation date after lead ban | Yes | Visual inspection at the meter |  |  | Non-Lead - Plastic | 1988 | 1 inch | Installation date after lead ban | Yes | visual inspection at meter | 2024-07-22 |  | Non-Lead | No | No | none | Single Family Residence | Unknown | Unknown | No
Shuker, | 4444 NW 89TH WAY | 33950251 | [8 empty] | Visual inspection at the meter |  |  | Non-Lead - Plastic |  |  |  |  | visual inspection at meter | 2024-07-22
Ewing, Natalie | 4466 NW 89TH WAY | 47099069 | No | No | Non-Lead - Plastic | No | 1988 | 1 inch | Installation date after lead ban | Yes | Visual inspection at the meter |  |  | Non-Lead - Plastic | 1988 | 1 inch | Installation date after lead ban | Yes | visual inspection at meter | 2024-07-22 |  | Non-Lead | No | No | none | Single Family Residence | Unknown | Unknown | No
Ewing, Natalie | 4466 NW 89TH WAY | 47099070 | [8 empty] | Visual inspection at the meter |  |  | Non-Lead - Plastic |  |  |  |  | visual inspection at meter | 2024-07-22
PASTRAN, PABLO | 4455 NW 89TH WAY | 54694599 | No | No | Non-Lead - Plastic | No | 1988 | 1 inch | Installation date after lead ban | Yes | Visual inspection at the meter |  |  | Non-Lead - Plastic | 1988 | 1 inch | Installation date after lead ban | Yes | visual inspection at meter | 2024-07-22 |  | Non-Lead | No | No | none | Single Family Residence | Unknown | Unknown | No
Caldaras, Simona | 4477 NW 89TH WAY | 47099035 | [8 empty] | Visual inspection at the meter |  |  | Non-Lead - Plastic |  |  |  |  | visual inspection at meter | 2024-07-22
Caldaras, Simona | 4477 NW 89TH WAY | 39348560 | No | [7 empty] | Visual inspection at the meter |  |  | Non-Lead - Plastic |  |  |  |  | visual inspection at meter | 2024-07-22
CUPO, Brittany | 4488 NW 89TH WAY | 39590354 | No | No | Non-Lead - Plastic | No | 1988 | 1inch | Installation date after lead ban | Yes | Visual inspection at the meter |  |  | Non-Lead - Plastic | 1988 | 1 inch | Installation date after lead ban | Yes | visual inspection at meter | 2024-07-22 |  | Non-Lead | No | No | none | Single Family Residence | Unknown | Unknown | No
CUPO, Brittany | 4488 NW 89TH WAY | 39590355 | [8 empty] | Visual inspection at the meter |  |  | Non-Lead - Plastic |  |  |  |  | visual inspection at meter | 2024-07-22
CROSWELL, PAGE | 4494 NW 89TH WAY | 38636659 | No | No | Non-Lead - Plastic | No | 1988 | 1inch | Installation date after lead ban | Yes | Visual inspection at the meter |  |  | Non-Lead - Plastic | 1988 | 1 inch | Installation date after lead ban | Yes | visual inspection at meter | 2024-07-22 |  | Non-Lead | No | No | none | Single Family Residence | Unknown | Unknown | No
CROSWELL, PAGE | 4494 NW 89TH WAY | 38636660 | [8 empty] | Visual inspection at the meter |  |  | Non-Lead - Plastic |  |  |  |  | visual inspection at meter | 2024-07-22
KELLY, RICHARD & KAREN | 8997 NW 45TH CT | 47099057 | No | No | Non-Lead - Plastic | No | 1988 | 1 inch | Installation date after lead ban | Yes | Visual inspection at the meter |  |  | Non-Lead - Plastic | 1988 | 1 inch | Installation date after lead ban | Yes | visual inspection at meter | 2024-07-22 |  | Non-Lead | No | No | none | Single Family Residence | Unknown | Unknown | No
KELLY, RICHARD & KAREN | 8997 NW 45TH CT | 47099058 | [8 empty] | Visual inspection at the meter |  |  | Non-Lead - Plastic |  |  |  |  | visual inspection at meter | 2024-07-22
POWELL, KHALEEL | 8985 NW 45TH CT | 47099042 | No | No | Non-Lead - Plastic | No | 1988 | 1 inch | Installation date after lead ban | Yes | Visual inspection at the meter |  |  | Non-Lead - Plastic | 1988 | 1 inch | Installation date after lead ban | Yes | visual inspection at meter | 2024-07-22 |  | Non-Lead | No | No | none | Single Family Residence | Unknown | Unknown | No
POWELL, KHALEEL | 8985 NW 45TH CT | 47099047 | [8 empty] | Visual inspection at the meter |  |  | Non-Lead - Plastic |  |  |  |  | visual inspection at meter | 2024-07-22
GRECO, CHRIS | 4499 NW 89TH WAY | 38533281 | No | No | Non-Lead - Plastic | No | 1988 | 1 inch | Installation date after lead ban | Yes | Visual inspection at the meter |  |  | Non-Lead - Plastic | 1988 | 1 inch | Installation date after lead ban | Yes | visual inspection at meter | 2024-07-22 |  | Non-Lead | No | No | none | Single Family Residence | Unknown | Unknown | No
GRECO, CHRIS | 4499 NW 89TH WAY | 38533280 | [8 empty] | Visual inspection at the meter |  |  | Non-Lead - Plastic |  |  |  |  | visual inspection at meter | 2024-07-22
PERETZ, KORI & STEVEN | 8960 NW 45TH CT | 33792821 | No | No | Non-Lead - Plastic | No | 1988 | 1 inch | Installation date after lead ban | Yes | Visual inspection at the meter |  |  | Non-Lead - Plastic | 1988 | 1 inch | Installation date after lead ban | Yes | visual inspection at meter | 2024-07-22 |  | Non-Lead | No | No | none | Single Family Residence | Unknown | Unknown | No
PERETZ, KORI & STEVEN | 8960 NW 45TH CT | 33950235 | [8 empty] | Visual inspection at the meter |  |  | Non-Lead - Plastic |  |  |  |  | visual inspection at meter | 2024-07-22
TREJO, MIGUEL AND DEBI | 8973 NW 45TH CT | 54694674 | No | No | Non-Lead - Plastic | No | 1988 | 1 inch | Installation date after lead ban | Yes | Visual inspection at the meter |  |  | Non-Lead - Plastic | 1988 | 1 inch | Installation date after lead ban | Yes | visual inspection at meter | 2024-07-22 |  | Non-Lead | No | No | none | Single Family Residence | Unknown | Unknown | No
TREJO, MIGUEL AND DEBI | 8973 NW 45TH CT | 33950234 | [8 empty] | Visual inspection at the meter |  |  | Non-Lead - Plastic |  |  |  |  | visual inspection at meter | 2024-07-22
KHAN, ASIF | 8961 NW 45TH CT | 33792844 | No | No | Non-Lead - Plastic | No | 1988 | 1 inch | Installation date after lead ban | Yes | Visual inspection at the meter |  |  | Non-Lead - Plastic | 1988 | 1 inch | Installation date after lead ban | Yes | visual inspection at meter | 2024-07-22 |  | Non-Lead | No | No | none | Single Family Residence | Unknown | Unknown | No
KHAN, ASIF | 8961 NW 45TH CT | 54694679 | [8 empty] | Visual inspection at the meter |  |  | Non-Lead - Plastic |  |  |  |  | visual inspection at meter | 2024-07-22
ROBERTS, KEITH | 8950 NW 45TH CT | 39101420 | No | No | Non-Lead - Plastic | No | 1988 | 1 inch | Installation date after lead ban | Yes | Visual inspection at the meter |  |  | Non-Lead - Plastic | 1988 | 1 inch | Installation date after lead ban | Yes | visual inspection at meter | 2024-07-22 |  | Non-Lead | No | No | none | Single Family Residence | Unknown | Unknown | No
Herbert, Iry | 8940 NW 45TH CT | 54694659 | No | No | Non-Lead - Plastic | No | 1988 | 1 inch | Installation date after lead ban | Yes | Visual inspection at the meter |  |  | Non-Lead - Plastic | 1988 | 1 inch | Installation date after lead ban | Yes | visual inspection at meter | 2024-07-22 |  | Non-Lead | No | No | none | Single Family Residence | Unknown | Unknown | No
Herbert, Iry | 8940 NW 45TH CT | 54694660 | [8 empty] | Visual inspection at the meter |  |  | Non-Lead - Plastic |  |  |  |  | visual inspection at meter | 2024-07-22
VEIT, CHRISTOPHER | 8949 NW 45TH CT | 47099055 | No | No | Non-Lead - Plastic | No | 1988 | 1 inch | Installation date after lead ban | Yes | Visual inspection at the meter |  |  | Non-Lead - Plastic | 1988 | 1 inch | Installation date after lead ban | Yes | visual inspection at meter | 2024-07-22 |  | Non-Lead | No | No | none | Single Family Residence | Unknown | Unknown | No
VEIT, CHRISTOPHER | 8949 NW 45TH CT | 47099062 | [8 empty] | Visual inspection at the meter |  |  | Non-Lead - Plastic |  |  |  |  | visual inspection at meter | 2024-07-22
KENDRICK, CHRISTINA | 8937 NW 45TH CT | 39101414 | No | No | Non-Lead - Plastic | No | 1988 | 1 inch | Installation date after lead ban | Yes | Visual inspection at the meter |  |  | Non-Lead - Plastic | 1988 | 1 inch | Installation date after lead ban | Yes | visual inspection at meter | 2024-07-22 |  | Non-Lead | No | No | none | Single Family Residence | Unknown | Unknown | No
KENDRICK, CHRISTINA | 8937 NW 45TH CT | 39101413 | [8 empty] | Visual inspection at the meter |  |  | Non-Lead - Plastic |  |  |  |  | visual inspection at meter | 2024-07-22
ROMIG, CHRIS & JENNA | 8930 NW 45TH CT | 47099045 | No | No | Non-Lead - Plastic | No | 1988 | 1 inch | Installation date after lead ban | Yes | Visual inspection at the meter |  |  | Non-Lead - Plastic | 1988 | 1 inch | Installation date after lead ban | Yes | visual inspection at meter | 2024-07-22 |  | Non-Lead | No | No | none | Single Family Residence | Unknown | Unknown | No
ROMIG, CHRIS & JENNA | 8930 NW 45TH CT | 47099074 | [8 empty] | Visual inspection at the meter |  |  | Non-Lead - Plastic |  |  |  |  | visual inspection at meter | 2024-07-22
TOBIAS, STEPHEN | 8920 NW 45TH CT | 39101415 | No | No | Non-Lead - Plastic | No | 1988 | 1 inch | Installation date after lead ban | Yes | Visual inspection at the meter |  |  | Non-Lead - Plastic | 1988 | 1 inch | Installation date after lead ban | Yes | visual inspection at meter | 2024-07-22 |  | Non-Lead | No | No | none | Single Family Residence | Unknown | Unknown | No
GERBER, LEVI | 8910 NW 45TH CT | 47099052 | No | No | Non-Lead - Plastic | No | 1988 | 1 inch | Installation date after lead ban | Yes | Visual inspection at the meter |  |  | Non-Lead - Plastic | 1988 | 1 inch | Installation date after lead ban | Yes | visual inspection at meter | 2024-07-22 |  | Non-Lead |  |  |  | Single Family Residence | Unknown | Unknown
Fields, Shawn | 8925 NW 45TH CT | 40428654 | No | No | Non-Lead - Plastic | No | 1988 | 1 inch | Installation date after lead ban | Yes | Visual inspection at the meter |  |  | Non-Lead - Plastic | 1988 | 1 inch | Installation date after lead ban | Yes | visual inspection at meter | 2024-07-22 |  | Non-Lead | No | No | none | Single Family Residence | Unknown | Unknown | No
Fields, Shawn | 8925 NW 45TH CT | 47099054 | [8 empty] | Visual inspection at the meter |  |  | Non-Lead - Plastic |  |  |  |  | visual inspection at meter | 2024-07-22
WOLF, MIRIAM | 8913 NW 45TH CT | 40044444 | No | No | Non-Lead - Plastic | No | 1988 | 1 inch | Installation date after lead ban | Yes | Visual inspection at the meter |  |  | Non-Lead - Plastic | 1988 | 1 inch | Installation date after lead ban | Yes | visual inspection at meter | 2024-07-22 |  | Non-Lead | No | No | none | Single Family Residence | Unknown | Unknown | No
WOLF, MIRIAM | 8913 NW 45TH CT | 40569945 | [8 empty] | Visual inspection at the meter |  |  | Non-Lead - Plastic |  |  |  |  | visual inspection at meter | 2024-07-22
Palmer, Charles | 8900 NW 45TH CT | 36721285 | No | No | Non-Lead - Plastic | No | 1988 | 1 inch | Installation date after lead ban | Yes | Visual inspection at the meter |  |  | Non-Lead - Plastic | 1988 | 1 inch | Installation date after lead ban | Yes | visual inspection at meter | 2024-07-22 |  | Non-Lead | No | No | none | Single Family Residence | Unknown | Unknown | No
Conway, | 8892 NW 45TH PL | 34381972 | No | No | Non-Lead - Plastic | No | 1988 | 1 inch | Installation date after lead ban | Yes | Visual inspection at the meter |  |  | Non-Lead - Plastic | 1988 | 1 inch | Installation date after lead ban | Yes | visual inspection at meter | 2024-07-22 |  | Non-Lead | No |  | none | Single Family Residence | Unknown | Unknown | No
Conway, | 8892 NW 45TH PL | 34381973 | [8 empty] | Visual inspection at the meter |  |  | Non-Lead - Plastic |  |  |  |  | visual inspection at meter | 2024-07-22
GOLDEN, SHARON | 8901 NW 45TH CT | 33792820 | No | No | Non-Lead - Plastic | No | 1988 | 1 inch | Installation date after lead ban | Yes | Visual inspection at the meter |  |  | Non-Lead - Plastic | 1988 | 1 inch | Installation date after lead ban | Yes | visual inspection at meter | 2024-07-22 |  | Non-Lead | No | No | none | Single Family Residence | Unknown | Unknown | No
GOLDEN, SHARON | 8901 NW 45TH CT | 33950239 | [8 empty] | Visual inspection at the meter |  |  | Non-Lead - Plastic |  |  |  |  | visual inspection at meter | 2024-07-22
Tran, Tuyet | 8891 NW 45TH PL | 36329146 | No | No | Non-Lead - Plastic | No | 1988 | 1 inch | Installation date after lead ban | Yes | Visual inspection at the meter |  |  | Non-Lead - Plastic | 1988 | 1 inch | Installation date after lead ban | Yes | visual inspection at meter | 2024-07-22 |  | Non-Lead | No | No | none | Single Family Residence | Unknown | Unknown | No
Tran, Tuyet | 8891 NW 45TH PL | 36329145 | [8 empty] | Visual inspection at the meter |  |  | Non-Lead - Plastic |  |  |  |  | visual inspection at meter | 2024-07-22
THURMAN, LISETTE AND SCOTT | 8879 NW 45TH PL | 36329170 | No | No | Non-Lead - Plastic | No | 1988 | 1 inch | Installation date after lead ban | Yes | Visual inspection at the meter |  |  | Non-Lead - Plastic | 1988 | 1 inch | Installation date after lead ban | Yes | visual inspection at meter | 2024-07-22 |  | Non-Lead | No | No | none | Single Family Residence | Unknown | Unknown | No
THURMAN, LISETTE AND SCOTT | 8879 NW 45TH PL | 36329171 | No | No | Non-Lead - Plastic | No | 1987 | 1 inch | Installation date after lead ban | No | Visual inspection at the meter |  |  | Non-Lead - Plastic | 1987 |  | Installation date after lead ban | No | visual inspection at meter | 2024-07-22 |  | Non-Lead | No | No | none | Single Family Residence | Unknown | Unknown | No
Morales, Justo & MELANIE | 8867 NW 45TH PL | 39170741 | No | No | Non-Lead - Plastic | No | 1987 | 1 inch | Installation date after lead ban | No | Visual inspection at the meter |  |  | Non-Lead - Plastic | 1987 |  | Installation date after lead ban | No | visual inspection at meter | 2024-07-22 |  | Non-Lead | No | No | none | Single Family Residence | Unknown | Unknown | No
Morales, Justo & MELANIE | 8867 NW 45TH PL | 39170739 | No | No | Non-Lead - Plastic | No | 1987 | 1 inch | Installation date after lead ban | No | Visual inspection at the meter |  |  | Non-Lead - Plastic | 1987 |  | Installation date after lead ban | No | visual inspection at meter | 2024-07-22 |  | Non-Lead | No | No | none | Single Family Residence | Unknown | Unknown | No
FECIK, WILL AND GLORIA | 8880 NW 45TH PL | 39590351 | No | No | Non-Lead - Plastic | No | 1987 | 1 inch | Installation date after lead ban | No | Visual inspection at the meter |  |  | Non-Lead - Plastic | 1987 |  | Installation date after lead ban | No | visual inspection at meter | 2024-07-22 |  | Non-Lead | No | No | none | Single Family Residence | Unknown | Unknown | No
FECIK, WILL AND GLORIA | 8880 NW 45TH PL | 39590350 | No | No | Non-Lead - Plastic | No | 1987 | 1 inch | Installation date after lead ban | No | Visual inspection at the meter |  |  | Non-Lead - Plastic | 1987 |  | Installation date after lead ban | No | visual inspection at meter | 2024-07-22 |  | Non-Lead | No | No | none | Single Family Residence | Unknown | Unknown | No
PARKINSON, JAMES AND JOYCE | 8866 NW 45TH PL | 37435259 | No | No | Non-Lead - Plastic | No | 1987 | 1 inch | Installation date after lead ban | No | Visual inspection at the meter |  |  | Non-Lead - Plastic | 1987 |  | Installation date after lead ban | No | visual inspection at meter | 2024-07-22 |  | Non-Lead | No | No | none | Single Family Residence | Unknown | Unknown | No
PARKINSON, JAMES AND JOYCE | 8866 NW 45TH PL | 37435257 | No | No | Non-Lead - Plastic | No | 1987 | 1 inch | Installation date after lead ban | No | Visual inspection at the meter |  |  | Non-Lead - Plastic | 1987 |  | Installation date after lead ban | No | visual inspection at meter | 2024-07-22 |  | Non-Lead | No | No | none | Single Family Residence | Unknown | Unknown | No
HOYLE, RICK | 8855 NW 45TH PL | 34381996 | No | No | Non-Lead - Plastic | No | 1987 | 1 inch | Installation date after lead ban | No | Visual inspection at the meter |  |  | Non-Lead - Plastic | 1987 |  | Installation date after lead ban | No | visual inspection at meter | 2024-07-22 |  | Non-Lead | No | No | none | Single Family Residence | Unknown | Unknown | No
HOYLE, RICK | 8855 NW 45TH PL | 34381911 | No | No | Non-Lead - Plastic | No | 1987 | 1 inch | Installation date after lead ban | No | Visual inspection at the meter |  |  | Non-Lead - Plastic | 1987 |  | Installation date after lead ban | No | visual inspection at meter | 2024-07-22 |  | Non-Lead | No | No | none | Single Family Residence | Unknown | Unknown | No
DOSHI, DILIP & VIBHUTI | 8841 NW 45TH PL | 36839453 | No | No | Non-Lead - Plastic | No | 1987 | 1 inch | Installation date after lead ban | No | Visual inspection at the meter |  |  | Non-Lead - Plastic | 1987 |  | Installation date after lead ban | No | visual inspection at meter | 2024-07-22 |  | Non-Lead | No | No | none | Single Family Residence | Unknown | Unknown | No
DOSHI, DILIP & VIBHUTI | 8841 NW 45TH PL | 36839752 | No | No | Non-Lead - Plastic | No | 1987 | 1 inch | Installation date after lead ban | No | Visual inspection at the meter |  |  | Non-Lead - Plastic | 1987 |  | Installation date after lead ban | No | visual inspection at meter | 2024-07-22 |  | Non-Lead | No | No | none | Single Family Residence | Unknown | Unknown | No
Lopez, Balbino | 8829 NW 45TH PL | 47099071 | No | No | Non-Lead - Plastic | No | 1987 | 1 inch | Installation date after lead ban | No | Visual inspection at the meter |  |  | Non-Lead - Plastic | 1987 |  | Installation date after lead ban | No | visual inspection at meter | 2024-07-22 |  | Non-Lead | No | No | none | Single Family Residence | Unknown | Unknown | No
Lopez, Balbino | 8829 NW 45TH PL | 47099072 | No | No | Non-Lead - Plastic | No | 1987 | 1 inch | Installation date after lead ban | No | Visual inspection at the meter |  |  | Non-Lead - Plastic | 1987 |  | Installation date after lead ban | No | visual inspection at meter | 2024-07-22 |  | Non-Lead | No | No | none | Single Family Residence | Unknown | Unknown | No
BELASCO, CARLA & PETER | 8848 NW 45TH PL | 39590214 | No | No | Non-Lead - Plastic | No | 1987 | 1 inch | Installation date after lead ban | No | Visual inspection at the meter |  |  | Non-Lead - Plastic | 1987 |  | Installation date after lead ban | No | visual inspection at meter | 2024-07-22 |  | Non-Lead | No | No | none | Single Family Residence | Unknown | Unknown | No
BELASCO, CARLA & PETER | 8848 NW 45TH PL | 39590215 | No | No | Non-Lead - Plastic | No | 1987 | 1 inch | Installation date after lead ban | No | Visual inspection at the meter |  |  | Non-Lead - Plastic | 1987 |  | Installation date after lead ban | No | visual inspection at meter | 2024-07-22 |  | Non-Lead | No | No | none | Single Family Residence | Unknown | Unknown | No
CARTER, BRIAN & KATELYN | 8824 NW 45TH PL | 39590290 | No | No | Non-Lead - Plastic | No | 1987 | 1 inch | Installation date after lead ban | No | Visual inspection at the meter |  |  | Non-Lead - Plastic | 1987 |  | Installation date after lead ban | No | visual inspection at meter | 2024-07-22 |  | Non-Lead | No | No | none | Single Family Residence | Unknown | Unknown | No
CARTER, BRIAN & KATELYN | 8824 NW 45TH PL | 39590291 | No | No | Non-Lead - Plastic | No | 1987 | 1 inch | Installation date after lead ban | No | Visual inspection at the meter |  |  | Non-Lead - Plastic | 1987 |  | Installation date after lead ban | No | visual inspection at meter | 2024-07-22 |  | Non-Lead | No | No | none | Single Family Residence | Unknown | Unknown | No
TORRES, CARLOS | 8817 NW 45TH PL | 38533315 | No | No | Non-Lead - Plastic | No | 1987 | 1 inch | Installation date after lead ban | No | Visual inspection at the meter |  |  | Non-Lead - Plastic | 1987 |  | Installation date after lead ban | No | visual inspection at meter | 2024-07-22 |  | Non-Lead | No | No | none | Single Family Residence | Unknown | Unknown | No
ALLEN, DARIAN | 4577 NW 88TH TER | 39170731 | No | No | Non-Lead - Plastic | No | 1987 | 1 inch | Installation date after lead ban | No | Visual inspection at the meter |  |  | Non-Lead - Plastic | 1987 |  | Installation date after lead ban | No | visual inspection at meter | 2024-07-22 |  | Non-Lead | No | No | none | Single Family Residence | Unknown | Unknown | No
ALLEN, DARIAN | 4577 NW 88TH TER | 39170730 | No | No | Non-Lead - Plastic | No | 1987 | 1 inch | Installation date after lead ban | No | Visual inspection at the meter |  |  | Non-Lead - Plastic | 1987 |  | Installation date after lead ban | No | visual inspection at meter | 2024-07-22 |  | Non-Lead | No | No | none | Single Family Residence | Unknown | Unknown | No
CUMMINGS, JEFF | 4555 NW 88TH TER | 38636658 | No | No | Non-Lead - Plastic | No | 1987 | 1 inch | Installation date after lead ban | No | Visual inspection at the meter |  |  | Non-Lead - Plastic | 1987 |  | Installation date after lead ban | No | visual inspection at meter | 2024-07-22 |  | Non-Lead | No | No | none | Single Family Residence | Unknown | Unknown | No
CUMMINGS, JEFF | 4555 NW 88TH TER | 38636657 | No | No | Non-Lead - Plastic | No | 1987 | 1 inch | Installation date after lead ban | No | Visual inspection at the meter |  |  | Non-Lead - Plastic | 1987 |  | Installation date after lead ban | No | visual inspection at meter | 2024-07-22 |  | Non-Lead | No | No | none | Single Family Residence | Unknown | Unknown | No
Natale, Cynthia | 8802 NW 45TH PL | 39590342 | No | No | Non-Lead - Plastic | No | 1987 | 1 inch | Installation date after lead ban | No | Visual inspection at the meter |  |  | Non-Lead - Plastic | 1987 |  | Installation date after lead ban | No | visual inspection at meter | 2024-07-22 |  | Non-Lead | No | No | none | Single Family Residence | Unknown | Unknown | No
Natale, Cynthia | 8802 NW 45TH PL | 39590343 | No | No | Non-Lead - Plastic | No | 1987 | 1 inch | Installation date after lead ban | No | Visual inspection at the meter |  |  | Non-Lead - Plastic | 1987 |  | Installation date after lead ban | No | visual inspection at meter | 2024-07-22 |  | Non-Lead | No | No | none | Single Family Residence | Unknown | Unknown | No
Rawls, Charles | 8803 NW 45TH ST | 47099059 | No | No | Non-Lead - Plastic | No | 1987 | 1 inch | Installation date after lead ban | No | Visual inspection at the meter |  |  | Non-Lead - Plastic | 1987 |  | Installation date after lead ban | No | visual inspection at meter | 2024-07-22 |  | Non-Lead | No | No | none | Single Family Residence | Unknown | Unknown | No
Rawls, Charles | 8803 NW 45TH ST | 54694654 | No | No | Non-Lead - Plastic | No | 1987 | 1 inch | Installation date after lead ban | No | Visual inspection at the meter |  |  | Non-Lead - Plastic | 1987 |  | Installation date after lead ban | No | visual inspection at meter | 2024-07-22 |  | Non-Lead | No | No | none | Single Family Residence | Unknown | Unknown | No
FREO Florida, LLC, | 4533 NW 88TH TER | 34252752 | No | No | Non-Lead - Plastic | No | 1987 | 1 inch | Installation date after lead ban | No | Visual inspection at the meter |  |  | Non-Lead - Plastic | 1987 |  | Installation date after lead ban | No | visual inspection at meter | 2024-07-22 |  | Non-Lead | No | No | none | Single Family Residence | Unknown | Unknown | No
FREO Florida, LLC, | 4533 NW 88TH TER | 34252753 | No | No | Non-Lead - Plastic | No | 1987 | 1 inch | Installation date after lead ban | No | Visual inspection at the meter |  |  | Non-Lead - Plastic | 1987 |  | Installation date after lead ban | No | visual inspection at meter | 2024-07-22 |  | Non-Lead | No | No | none | Single Family Residence | Unknown | Unknown | No
FRAZIER, MICHELLE | 4511 NW 88TH TER | 34417839 | No | No | Non-Lead - Plastic | No | 1987 | 1 inch | Installation date after lead ban | No | Visual inspection at the meter |  |  | Non-Lead - Plastic | 1987 |  | Installation date after lead ban | No | visual inspection at meter | 2024-07-22 |  | Non-Lead | No | No | none | Single Family Residence | Unknown | Unknown | No
RODRIGUEZ, KIRENIA | 8825 NW 45TH ST | 39101424 | No | No | Non-Lead - Plastic | No | 1987 | 1 inch | Installation date after lead ban | No | Visual inspection at the meter |  |  | Non-Lead - Plastic | 1987 |  | Installation date after lead ban | No | visual inspection at meter | 2024-07-22 |  | Non-Lead | No | No | none | Single Family Residence | Unknown | Unknown | No
FRAZIER, MICHELLE | 4511 NW 88TH TER | 33645092 | No | No | Non-Lead - Plastic | No | 1987 | 1 inch | Installation date after lead ban | No | Visual inspection at the meter |  |  | Non-Lead - Plastic | 1987 |  | Installation date after lead ban | No | visual inspection at meter | 2024-07-22 |  | Non-Lead | No | No | none | Single Family Residence | Unknown | Unknown | No
RODRIGUEZ, KIRENIA | 8825 NW 45TH ST | 39101423 | No | No | Non-Lead - Plastic | No | 1987 | 1 inch | Installation date after lead ban | No | Visual inspection at the meter |  |  | Non-Lead - Plastic | 1987 |  | Installation date after lead ban | No | visual inspection at meter | 2024-07-22 |  | Non-Lead | No | No | none | Single Family Residence | Unknown | Unknown | No
ROBINSON, CYNTHIA | 8867 NW 45TH ST | 34417847 | No | No | Non-Lead - Plastic | No | 1987 | 1 inch | Installation date after lead ban | No | Visual inspection at the meter |  |  | Non-Lead - Plastic | 1987 |  | Installation date after lead ban | No | visual inspection at meter | 2024-07-22 |  | Non-Lead | No | No | none | Single Family Residence | Unknown | Unknown | No
ROBINSON, CYNTHIA | 8867 NW 45TH ST | 34417850 | No | No | Non-Lead - Plastic | No | 1987 | 1 inch | Installation date after lead ban | No | Visual inspection at the meter |  |  | Non-Lead - Plastic | 1987 |  | Installation date after lead ban | No | visual inspection at meter | 2024-07-22 |  | Non-Lead | No | No | none | Single Family Residence | Unknown | Unknown | No
CAAFFIERO, JENNIFER | 8889 NW 45TH ST | 34215212 | No | No | Non-Lead - Plastic | No | 1987 | 1 inch | Installation date after lead ban | No | Visual inspection at the meter |  |  | Non-Lead - Plastic | 1987 |  | Installation date after lead ban | No | visual inspection at meter | 2024-07-22 |  | Non-Lead | No | No | none | Single Family Residence | Unknown | Unknown | No
CAAFFIERO, JENNIFER | 8889 NW 45TH ST | 34215211 | No | No | Non-Lead - Plastic | No | 1987 | 1 inch | Installation date after lead ban | No | Visual inspection at the meter |  |  | Non-Lead - Plastic | 1987 |  | Installation date after lead ban | No | visual inspection at meter | 2024-07-22 |  | Non-Lead | No | No | none | Single Family Residence | Unknown | Unknown | No
VALENZUELA, RAISA | 8891 NW 45TH ST | 34260313 | No | No | Non-Lead - Plastic | No | 1987 | 1 inch | Installation date after lead ban | No | Visual inspection at the meter |  |  | Non-Lead - Plastic | 1987 |  | Installation date after lead ban | No | visual inspection at meter | 2024-07-22 |  | Non-Lead | No | No | none | Single Family Residence | Unknown | Unknown | No
Vilella, Kimberly | 8866 NW 45TH ST | 34381960 | No | No | Non-Lead - Plastic | No | 1987 | 1 inch | Installation date after lead ban | No | Visual inspection at the meter |  |  | Non-Lead - Plastic | 1987 |  | Installation date after lead ban | No | visual inspection at meter | 2024-07-22 |  | Non-Lead | No | No | none | Single Family Residence | Unknown | Unknown | No
Vilella, Kimberly | 8866 NW 45TH ST | 34381961 | No | No | Non-Lead - Plastic | No | 1987 | 1 inch | Installation date after lead ban | No | Visual inspection at the meter |  |  | Non-Lead - Plastic | 1987 |  | Installation date after lead ban | No | visual inspection at meter | 2024-07-22 |  | Non-Lead | No | No | none | Single Family Residence | Unknown | Unknown | No
Roberts & Johnson, Jeanette | 8844 NW 45TH ST | 34260322 | No | No | Non-Lead - Plastic | No | 1987 | 1 inch | Installation date after lead ban | No | Visual inspection at the meter |  |  | Non-Lead - Plastic | 1987 |  | Installation date after lead ban | No | visual inspection at meter | 2024-07-22 |  | Non-Lead | No | No | none | Single Family Residence | Unknown | Unknown | No
Roberts & Johnson, Jeanette | 8844 NW 45TH ST | 54694649 | No | No | Non-Lead - Plastic | No | 1987 | 1 inch | Installation date after lead ban | No | Visual inspection at the meter |  |  | Non-Lead - Plastic | 1987 |  | Installation date after lead ban | No | visual inspection at meter | 2024-07-22 |  | Non-Lead | No | No | none | Single Family Residence | Unknown | Unknown | No
Krumenacker, Mark | 8822 NW 45TH ST | 36721271 | No | No | Non-Lead - Plastic | No | 1987 | 1 inch | Installation date after lead ban | No | Visual inspection at the meter |  |  | Non-Lead - Plastic | 1987 |  | Installation date after lead ban | No | visual inspection at meter | 2024-07-22 |  | Non-Lead | No | No | none | Single Family Residence | Unknown | Unknown | No
Krumenacker, Mark | 8822 NW 45TH ST | 54694661 | No | No | Non-Lead - Plastic | No | 1987 | 1 inch | Installation date after lead ban | No | Visual inspection at the meter |  |  | Non-Lead - Plastic | 1987 |  | Installation date after lead ban | No | visual inspection at meter | 2024-07-22 |  | Non-Lead | No | No | none | Single Family Residence | Unknown | Unknown | No
Stevens, | 4499 NW 88TH TER | 38569775 | No | No | Non-Lead - Plastic | No | 1987 | 1 inch | Installation date after lead ban | No | Visual inspection at the meter |  |  | Non-Lead - Plastic | 1987 |  | Installation date after lead ban | No | visual inspection at meter | 2024-07-22 |  | Non-Lead | No | No | none | Single Family Residence | Unknown | Unknown | No
Stevens, | 4499 NW 88TH TER | 38569845 | No | No | Non-Lead - Plastic | No | 1987 | 1 inch | Installation date after lead ban | No | Visual inspection at the meter |  |  | Non-Lead - Plastic | 1987 |  | Installation date after lead ban | No | visual inspection at meter | 2024-07-22 |  | Non-Lead | No | No | none | Single Family Residence | Unknown | Unknown | No
GELIN, RITZ | 4477 NW 88TH TER | 38636652 | No | No | Non-Lead - Plastic | No | 1987 | 1 inch | Installation date after lead ban | No | Visual inspection at the meter |  |  | Non-Lead - Plastic | 1987 |  | Installation date after lead ban | No | visual inspection at meter | 2024-07-22 |  | Non-Lead | No | No | none | Single Family Residence | Unknown | Unknown | No
GELIN, RITZ | 4477 NW 88TH TER | 38636651 | No | No | Non-Lead - Plastic | No | 1987 | 1 inch | Installation date after lead ban | No | Visual inspection at the meter |  |  | Non-Lead - Plastic | 1987 |  | Installation date after lead ban | No | visual inspection at meter | 2024-07-22 |  | Non-Lead | No | No | none | Single Family Residence | Unknown | Unknown | No
Conte, Katherine | 8800 NW 45TH ST | 34215181 | No | No | Non-Lead - Plastic | No | 1987 | 1 inch | Installation date after lead ban | No | Visual inspection at the meter |  |  | Non-Lead - Plastic | 1987 |  | Installation date after lead ban | No | visual inspection at meter | 2024-07-22 |  | Non-Lead | No | No | none | Single Family Residence | Unknown | Unknown | No
Conte, Katherine | 8800 NW 45TH ST | 34215152 | No | No | Non-Lead - Plastic | No | 1987 | 1 inch | Installation date after lead ban | No | Visual inspection at the meter |  |  | Non-Lead - Plastic | 1987 |  | Installation date after lead ban | No | visual inspection at meter | 2024-07-22 |  | Non-Lead | No | No | none | Single Family Residence | Unknown | Unknown | No
Bucknor, | 4377 NW 88TH TER | 54694687 | No | No | Non-Lead - Plastic | No | 1987 | 1 inch | Installation date after lead ban | No | Visual inspection at the meter |  |  | Non-Lead - Plastic | 1987 |  | Installation date after lead ban | No | visual inspection at meter | 2024-07-22 |  | Non-Lead | No | No | none | Single Family Residence | Unknown | Unknown | No
Bucknor, | 4377 NW 88TH TER | 33921286 | No | No | Non-Lead - Plastic | No | 1987 | 1 inch | Installation date after lead ban | No | Visual inspection at the meter |  |  | Non-Lead - Plastic | 1987 |  | Installation date after lead ban | No | visual inspection at meter | 2024-07-22 |  | Non-Lead | No | No | none | Single Family Residence | Unknown | Unknown | No
SILVA, ALEXANDER | 4355 NW 88TH TER | 33628899 | No | No | Non-Lead - Plastic | No | 1987 | 1 inch | Installation date after lead ban | No | Visual inspection at the meter |  |  | Non-Lead - Plastic | 1987 |  | Installation date after lead ban | No | visual inspection at meter | 2024-07-22 |  | Non-Lead | No | No | none | Single Family Residence | Unknown | Unknown | No
SILVA, ALEXANDER | 4355 NW 88TH TER | 33628898 | No | No | Non-Lead - Plastic | No | 1987 | 1 inch | Installation date after lead ban | No | Visual inspection at the meter |  |  | Non-Lead - Plastic | 1987 |  | Installation date after lead ban | No | visual inspection at meter | 2024-07-22 |  | Non-Lead | No | No | none | Single Family Residence | Unknown | Unknown | No
Desvallons, Gladys | 4333 NW 88TH TER | 52847914 | No | No | Non-Lead - Plastic | No | 1987 | 1 inch | Installation date after lead ban | No | Visual inspection at the meter |  |  | Non-Lead - Plastic | 1987 |  | Installation date after lead ban | No | visual inspection at meter | 2024-07-22 |  | Non-Lead | No | No | none | Single Family Residence | Unknown | Unknown | No
FOX, BREA | 4322 NW 88TH TER | 33650600 | No | No | Non-Lead - Plastic | No | 1987 | 1 inch | Installation date after lead ban | No | Visual inspection at the meter |  |  | Non-Lead - Plastic | 1987 |  | Installation date after lead ban | No | visual inspection at meter | 2024-07-22 |  | Non-Lead | No | No | none | Single Family Residence | Unknown | Unknown | No
FOX, BREA | 4322 NW 88TH TER | 33650544 | No | No | Non-Lead - Plastic | No | 1987 | 1 inch | Installation date after lead ban | No | Visual inspection at the meter |  |  | Non-Lead - Plastic | 1987 |  | Installation date after lead ban | No | visual inspection at meter | 2024-07-22 |  | Non-Lead | No | No | none | Single Family Residence | Unknown | Unknown | No
RAMALHO, LUIS | 4344 NW 88TH TER | 33921288 | No | No | Non-Lead - Plastic | No | 1987 | 1 inch | Installation date after lead ban | No | Visual inspection at the meter |  |  | Non-Lead - Plastic | 1987 |  | Installation date after lead ban | No | visual inspection at meter | 2024-07-22 |  | Non-Lead | No | No | none | Single Family Residence | Unknown | Unknown | No
RAMALHO, LUIS | 4344 NW 88TH TER | 33836846 | No | No | Non-Lead - Plastic | No | 1987 | 1 inch | Installation date after lead ban | No | Visual inspection at the meter |  |  | Non-Lead - Plastic | 1987 |  | Installation date after lead ban | No | visual inspection at meter | 2024-07-22 |  | Non-Lead | No | No | none | Single Family Residence | Unknown | Unknown | No
WILHELM, RABBI SHNEUR | 4366 NW 88TH TER | 33950236 | No | No | Non-Lead - Plastic | No | 1987 | 1 inch | Installation date after lead ban | No | Visual inspection at the meter |  |  | Non-Lead - Plastic | 1987 |  | Installation date after lead ban | No | visual inspection at meter | 2024-07-22 |  | Non-Lead | No | No | none | Single Family Residence | Unknown | Unknown | No
WILHELM, RABBI SHNEUR | 4366 NW 88TH TER | 33650545 | No | No | Non-Lead - Plastic | No | 1987 | 1 inch | Installation date after lead ban | No | Visual inspection at the meter |  |  | Non-Lead - Plastic | 1987 |  | Installation date after lead ban | No | visual inspection at meter | 2024-07-22 |  | Non-Lead | No | No | none | Single Family Residence | Unknown | Unknown | No
Darwent, Azeena | 8805 NW 45TH PL | 34215190 | No | No | Non-Lead - Plastic | No | 1987 | 1 inch | Installation date after lead ban | No | Visual inspection at the meter |  |  | Non-Lead - Plastic | 1987 |  | Installation date after lead ban | No | visual inspection at meter | 2024-07-22 |  | Non-Lead | No | No | none | Single Family Residence | Unknown | Unknown | No
WILLIAMS, ROSEMARY | 8805 NW 44TH CT | 34260323 | No | No | Non-Lead - Plastic | No | 1987 | 1 inch | Installation date after lead ban | No | Visual inspection at the meter |  |  | Non-Lead - Plastic | 1987 |  | Installation date after lead ban | No | visual inspection at meter | 2024-07-22 |  | Non-Lead | No | No | none | Single Family Residence | Unknown | Unknown | No
WILLIAMS, ROSEMARY | 8805 NW 44TH CT | 34260321 | No | No | Non-Lead - Plastic | No | 1987 | 1 inch | Installation date after lead ban | No | Visual inspection at the meter |  |  | Non-Lead - Plastic | 1987 |  | Installation date after lead ban | No | visual inspection at meter | 2024-07-22 |  | Non-Lead | No | No | none | Single Family Residence | Unknown | Unknown | No
ORDEZ, MARIFE | 8811 NW 44TH CT | 34260329 | No | No | Non-Lead - Plastic | No | 1987 | 1 inch | Installation date after lead ban | No | Visual inspection at the meter |  |  | Non-Lead - Plastic | 1987 |  | Installation date after lead ban | No | visual inspection at meter | 2024-07-22 |  | Non-Lead | No | No | none | Single Family Residence | Unknown | Unknown | No
ORDEZ, MARIFE | 8811 NW 44TH CT | 54694647 | No | No | Non-Lead - Plastic | No | 1987 | 1 inch | Installation date after lead ban | No | Visual inspection at the meter |  |  | Non-Lead - Plastic | 1987 |  | Installation date after lead ban | No | visual inspection at meter | 2024-07-22 |  | Non-Lead | No | No | none | Single Family Residence | Unknown | Unknown | No
CAREY, MICHAEL | 8823 NW 44TH CT | 36329173 | No | No | Non-Lead - Plastic | No | 1987 | 1 inch | Installation date after lead ban | No | Visual inspection at the meter |  |  | Non-Lead - Plastic | 1987 |  | Installation date after lead ban | No | visual inspection at meter | 2024-07-22 |  | Non-Lead | No | No | none | Single Family Residence | Unknown | Unknown | No
CAREY, MICHAEL | 8823 NW 44TH CT | 36329176 | No | No | Non-Lead - Plastic | No | 1987 | 1 inch | Installation date after lead ban | No | Visual inspection at the meter |  |  | Non-Lead - Plastic | 1987 |  | Installation date after lead ban | No | visual inspection at meter | 2024-07-22 |  | Non-Lead | No | No | none | Single Family Residence | Unknown | Unknown | No
PARKER, ANGELINA | 8835 NW 44TH CT | 36839755 | No | No | Non-Lead - Plastic | No | 1987 | 1 inch | Installation date after lead ban | No | Visual inspection at the meter |  |  | Non-Lead - Plastic | 1987 |  | Installation date after lead ban | No | visual inspection at meter | 2024-07-22 |  | Non-Lead | No | No | none | Single Family Residence | Unknown | Unknown | No
PARKER, ANGELINA | 8835 NW 44TH CT | 36839754 | No | No | Non-Lead - Plastic | No | 1987 | 1 inch | Installation date after lead ban | No | Visual inspection at the meter |  |  | Non-Lead - Plastic | 1987 |  | Installation date after lead ban | No | visual inspection at meter | 2024-07-22 |  | Non-Lead | No | No | none | Single Family Residence | Unknown | Unknown | No
Momplaisir, Francesca | 8847 NW 44TH CT | 38533291 | No | No | Non-Lead - Plastic | No | 1987 | 1 inch | Installation date after lead ban | No | Visual inspection at the meter |  |  | Non-Lead - Plastic | 1987 |  | Installation date after lead ban | No | visual inspection at meter | 2024-07-22 |  | Non-Lead | No | No | none | Single Family Residence | Unknown | Unknown | No
Momplaisir, Francesca | 8847 NW 44TH CT | 39590337 | No | No | Non-Lead - Plastic | No | 1987 | 1 inch | Installation date after lead ban | No | Visual inspection at the meter |  |  | Non-Lead - Plastic | 1987 |  | Installation date after lead ban | No | visual inspection at meter | 2024-07-22 |  | Non-Lead | No | No | none | Single Family Residence | Unknown | Unknown | No
Ritter, Rosalind | 8859 NW 44TH CT | 37713010 | No | No | Non-Lead - Plastic | No | 1987 | 1 inch | Installation date after lead ban | No | Visual inspection at the meter |  |  | Non-Lead - Plastic | 1987 |  | Installation date after lead ban | No | visual inspection at meter | 2024-07-22 |  | Non-Lead | No | No | none | Single Family Residence | Unknown | Unknown | No
Ritter, Rosalind | 8859 NW 44TH CT | 37713009 | No | No | Non-Lead - Plastic | No | 1987 | 1 inch | Installation date after lead ban | No | Visual inspection at the meter |  |  | Non-Lead - Plastic | 1987 |  | Installation date after lead ban | No | visual inspection at meter | 2024-07-22 |  | Non-Lead | No | No | none | Single Family Residence | Unknown | Unknown | No
GEORGE, VAVY | 8861 NW 44TH CT | 39101426 | No | No | Non-Lead - Plastic | No | 1987 | 1 inch | Installation date after lead ban | No | Visual inspection at the meter |  |  | Non-Lead - Plastic | 1987 |  | Installation date after lead ban | No | visual inspection at meter | 2024-07-22 |  | Non-Lead | No | No | none | Single Family Residence | Unknown | Unknown | No
GEORGE, VAVY | 8861 NW 44TH CT | 39101425 | No | No | Non-Lead - Plastic | No | 1987 | 1 inch | Installation date after lead ban | No | Visual inspection at the meter |  |  | Non-Lead - Plastic | 1987 |  | Installation date after lead ban | No | visual inspection at meter | 2024-07-22 |  | Non-Lead | No | No | none | Single Family Residence | Unknown | Unknown | No
Espinosa, Ricardo | 8873 NW 44TH CT | 38569831 | No | No | Non-Lead - Plastic | No | 1987 | 1 inch | Installation date after lead ban | No | Visual inspection at the meter |  |  | Non-Lead - Plastic | 1987 |  | Installation date after lead ban | No | visual inspection at meter | 2024-07-22 |  | Non-Lead | No | No | none | Single Family Residence | Unknown | Unknown | No
Hill, | 8885 NW 44TH CT | 47099063 | No | No | Non-Lead - Plastic | No | 1987 | 1 inch | Installation date after lead ban | No | Visual inspection at the meter |  |  | Non-Lead - Plastic | 1987 |  | Installation date after lead ban | No | visual inspection at meter | 2024-07-22 |  | Non-Lead | No | No | none | Single Family Residence | Unknown | Unknown | No
BERG, JEFF | 8897 NW 44TH CT | 39590294 | No | No | Non-Lead - Plastic | No | 1987 | 1 inch | Installation date after lead ban | No | Visual inspection at the meter |  |  | Non-Lead - Plastic | 1987 |  | Installation date after lead ban | No | visual inspection at meter | 2024-07-22 |  | Non-Lead | No | No | none | Single Family Residence | Unknown | Unknown | No
Koshy, | 4433 NW 89TH WAY | 47099073 | No | No | Non-Lead - Plastic | No | 1987 | 1 inch | Installation date after lead ban | No | Visual inspection at the meter |  |  | Non-Lead - Plastic | 1987 |  | Installation date after lead ban | No | visual inspection at meter | 2024-07-22 |  | Non-Lead | No | No | none | Single Family Residence | Unknown | Unknown | No
Koshy, | 4433 NW 89TH WAY | 47099076 | No | No | Non-Lead - Plastic | No | 1987 | 1 inch | Installation date after lead ban | No | Visual inspection at the meter |  |  | Non-Lead - Plastic | 1987 |  | Installation date after lead ban | No | visual inspection at meter | 2024-07-22 |  | Non-Lead | No | No | none | Single Family Residence | Unknown | Unknown | No
Pierre, Wilnise Loiseau | 9071 NW 42nd CT | 38233817 | No | No | Non-Lead - Plastic | No | 1987 | 1 inch | Installation date after lead ban | No | Visual inspection at the meter |  |  | Non-Lead - Plastic | 1987 |  | Installation date after lead ban | No | visual inspection at meter | 2024-07-22 |  | Non-Lead | No | No | none | Single Family Residence | Unknown | Unknown | No
Pierre, Wilnise Loiseau | 9071 NW 42nd CT | 38233816 | No | No | Non-Lead - Plastic | No | 1987 | 1 inch | Installation date after lead ban | No | Visual inspection at the meter |  |  | Non-Lead - Plastic | 1987 |  | Installation date after lead ban | No | visual inspection at meter | 2024-07-22 |  | Non-Lead | No | No | none | Single Family Residence | Unknown | Unknown | No
ZUBROW, VICTOR | 9211 NW 42nd CT | 36839668 | No | No | Non-Lead - Plastic | No | 1987 | 1 inch | Installation date after lead ban | No | Visual inspection at the meter |  |  | Non-Lead - Plastic | 1987 |  | Installation date after lead ban | No | visual inspection at meter | 2024-07-22 |  | Non-Lead | No | No | none | Single Family Residence | Unknown | Unknown | No
ZUBROW, VICTOR | 9211 NW 42nd CT | 36839671 | No | No | Non-Lead - Plastic | No | 1987 | 1 inch | Installation date after lead ban | No | Visual inspection at the meter |  |  | Non-Lead - Plastic | 1987 |  | Installation date after lead ban | No | visual inspection at meter | 2024-07-22 |  | Non-Lead | No | No | none | Single Family Residence | Unknown | Unknown | No
Chavannes, ANDRE & JESSIE | 9033 NW 44TH CT | 36631149 | No | No | Non-Lead - Plastic | No | 1987 | 1 inch | Installation date after lead ban | No | Visual inspection at the meter |  |  | Non-Lead - Plastic | 1987 |  | Installation date after lead ban | No | visual inspection at meter | 2024-07-22 |  | Non-Lead | No | No | none | Single Family Residence | Unknown | Unknown | No
Chavannes, ANDRE & JESSIE | 9033 NW 44TH CT | 36597337 | No | No | Non-Lead - Plastic | No | 1987 | 1 inch | Installation date after lead ban | No | Visual inspection at the meter |  |  | Non-Lead - Plastic | 1987 |  | Installation date after lead ban | No | visual inspection at meter | 2024-07-22 |  | Non-Lead | No | No | none | Single Family Residence | Unknown | Unknown | No
RUDDOCK, HORACE AND JONI | 9055 NW 44TH CT | 37713017 | No | No | Non-Lead - Plastic | No | 1987 | 1 inch | Installation date after lead ban | No | Visual inspection at the meter |  |  | Non-Lead - Plastic | 1987 |  | Installation date after lead ban | No | visual inspection at meter | 2024-07-22 |  | Non-Lead | No | No | none | Single Family Residence | Unknown | Unknown | No
Chandran, Manju | 9077 NW 44TH CT | 37713014 | No | No | Non-Lead - Plastic | No | 1987 | 1 inch | Installation date after lead ban | No | Visual inspection at the meter |  |  | Non-Lead - Plastic | 1987 |  | Installation date after lead ban | No | visual inspection at meter | 2024-07-22 |  | Non-Lead | No | No | none | Single Family Residence | Unknown | Unknown | No
Chandran, Manju | 9077 NW 44TH CT | 37713013 | No | No | Non-Lead - Plastic | No | 1987 | 1 inch | Installation date after lead ban | No | Visual inspection at the meter |  |  | Non-Lead - Plastic | 1987 |  | Installation date after lead ban | No | visual inspection at meter | 2024-07-22 |  | Non-Lead | No | No | none | Single Family Residence | Unknown | Unknown | No
LIUZZO, CHRISTOPHER | 9099 NW 44TH CT | 52805702 | No | No | Non-Lead - Plastic | No | 1987 | 1 inch | Installation date after lead ban | No | Visual inspection at the meter |  |  | Non-Lead - Plastic | 1987 |  | Installation date after lead ban | No | visual inspection at meter | 2024-07-22 |  | Non-Lead | No | No | none | Single Family Residence | Unknown | Unknown | No
LIUZZO, CHRISTOPHER | 9099 NW 44TH CT | 38233779 | No | No | Non-Lead - Plastic | No | 1987 | 1 inch | Installation date after lead ban | No | Visual inspection at the meter |  |  | Non-Lead - Plastic | 1987 |  | Installation date after lead ban | No | visual inspection at meter | 2024-07-22 |  | Non-Lead | No | No | none | Single Family Residence | Unknown | Unknown | No
HART, SABRINA | 9111 NW 44TH CT | 38393527 | No | No | Non-Lead - Plastic | No | 1987 | 1 inch | Installation date after lead ban | No | Visual inspection at the meter |  |  | Non-Lead - Plastic | 1987 |  | Installation date after lead ban | No | visual inspection at meter | 2024-07-22 |  | Non-Lead | No | No | none | Single Family Residence | Unknown | Unknown | No
HART, SABRINA | 9111 NW 44TH CT | 38393528 | No | No | Non-Lead - Plastic | No | 1987 | 1 inch | Installation date after lead ban | No | Visual inspection at the meter |  |  | Non-Lead - Plastic | 1987 |  | Installation date after lead ban | No | visual inspection at meter | 2024-07-22 |  | Non-Lead | No | No | none | Single Family Residence | Unknown | Unknown | No
STOOPS, KAREN | 9100 NW 44TH CT | 38233768 | No | No | Non-Lead - Plastic | No | 1987 | 1 inch | Installation date after lead ban | No | Visual inspection at the meter |  |  | Non-Lead - Plastic | 1987 |  | Installation date after lead ban | No | visual inspection at meter | 2024-07-22 |  | Non-Lead | No | No | none | Single Family Residence | Unknown | Unknown | No
STOOPS, KAREN | 9100 NW 44TH CT | 38233769 | No | No | Non-Lead - Plastic | No | 1987 | 1 inch | Installation date after lead ban | No | Visual inspection at the meter |  |  | Non-Lead - Plastic | 1987 |  | Installation date after lead ban | No | visual inspection at meter | 2024-07-22 |  | Non-Lead | No | No | none | Single Family Residence | Unknown | Unknown | No
HOUSE, SAMUEL | 9118 NW 44TH CT | 37688951 | No | No | Non-Lead - Plastic | No | 1987 | 1 inch | Installation date after lead ban | No | Visual inspection at the meter |  |  | Non-Lead - Plastic | 1987 |  | Installation date after lead ban | No | visual inspection at meter | 2024-07-22 |  | Non-Lead | No | No | none | Single Family Residence | Unknown | Unknown | No
HOUSE, SAMUEL | 9118 NW 44TH CT | 37688952 | No | No | Non-Lead - Plastic | No | 1987 | 1 inch | Installation date after lead ban | No | Visual inspection at the meter |  |  | Non-Lead - Plastic | 1987 |  | Installation date after lead ban | No | visual inspection at meter | 2024-07-22 |  | Non-Lead | No | No | none | Single Family Residence | Unknown | Unknown | No
DEAN, ROBIN | 9123 NW 44TH CT | 38393541 | No | No | Non-Lead - Plastic | No | 1987 | 1 inch | Installation date after lead ban | No | Visual inspection at the meter |  |  | Non-Lead - Plastic | 1987 |  | Installation date after lead ban | No | visual inspection at meter | 2024-07-22 |  | Non-Lead | No | No | none | Single Family Residence | Unknown | Unknown | No
DEAN, ROBIN | 9123 NW 44TH CT | 38393540 | No | No | Non-Lead - Plastic | No | 1987 | 1 inch | Installation date after lead ban | No | Visual inspection at the meter |  |  | Non-Lead - Plastic | 1987 |  | Installation date after lead ban | No | visual inspection at meter | 2024-07-22 |  | Non-Lead | No | No | none | Single Family Residence | Unknown | Unknown | No
Galvan, Eric | 9130 NW 44TH CT | 37713020 | No | No | Non-Lead - Plastic | No | 1987 | 1 inch | Installation date after lead ban | No | Visual inspection at the meter |  |  | Non-Lead - Plastic | 1987 |  | Installation date after lead ban | No | visual inspection at meter | 2024-07-22 |  | Non-Lead | No | No | none | Single Family Residence | Unknown | Unknown | No
Galvan, Eric | 9130 NW 44TH CT | 37713019 | No | No | Non-Lead - Plastic | No | 1987 | 1 inch | Installation date after lead ban | No | Visual inspection at the meter |  |  | Non-Lead - Plastic | 1987 |  | Installation date after lead ban | No | visual inspection at meter | 2024-07-22 |  | Non-Lead | No | No | none | Single Family Residence | Unknown | Unknown | No
GIBBONEY, TAMMY | 9156 NW 44TH CT | 37713021 | No | No | Non-Lead - Plastic | No | 1987 | 1 inch | Installation date after lead ban | No | Visual inspection at the meter |  |  | Non-Lead - Plastic | 1987 |  | Installation date after lead ban | No | visual inspection at meter | 2024-07-22 |  | Non-Lead | No | No | none | Single Family Residence | Unknown | Unknown | No
GIBBONEY, TAMMY | 9156 NW 44TH CT | 37713022 | No | No | Non-Lead - Plastic | No | 1987 | 1 inch | Installation date after lead ban | No | Visual inspection at the meter |  |  | Non-Lead - Plastic | 1987 |  | Installation date after lead ban | No | visual inspection at meter | 2024-07-22 |  | Non-Lead | No | No | none | Single Family Residence | Unknown | Unknown | No
ROSNER, NAOMI & MOSHE | 9135 NW 44TH CT | 3933529 | No | No | Non-Lead - Plastic | No | 1987 | 1 inch | Installation date after lead ban | No | Visual inspection at the meter |  |  | Non-Lead - Plastic | 1987 |  | Installation date after lead ban | No | visual inspection at meter | 2024-07-22 |  | Non-Lead | No | No | none | Single Family Residence | Unknown | Unknown | No
ROSNER, NAOMI & MOSHE | 9135 NW 44TH CT | 38393530 | No | No | Non-Lead - Plastic | No | 1987 | 1 inch | Installation date after lead ban | No | Visual inspection at the meter |  |  | Non-Lead - Plastic | 1987 |  | Installation date after lead ban | No | visual inspection at meter | 2024-07-22 |  | Non-Lead | No | No | none | Single Family Residence | Unknown | Unknown | No
PETIZ, JULIE | 9167 NW 44TH CT | 38233803 | No | No | Non-Lead - Plastic | No | 1987 | 1 inch | Installation date after lead ban | No | Visual inspection at the meter |  |  | Non-Lead - Plastic | 1987 |  | Installation date after lead ban | No | visual inspection at meter | 2024-07-22 |  | Non-Lead | No | No | none | Single Family Residence | Unknown | Unknown | No
PETIZ, JULIE | 9167 NW 44TH CT | 38233802 | No | No | Non-Lead - Plastic | No | 1987 | 1 inch | Installation date after lead ban | No | Visual inspection at the meter |  |  | Non-Lead - Plastic | 1987 |  | Installation date after lead ban | No | visual inspection at meter | 2024-07-22 |  | Non-Lead | No | No | none | Single Family Residence | Unknown | Unknown | No
BEREZ, GUILLERMO | 9189 NW 44TH CT | 38233818 | No | No | Non-Lead - Plastic | No | 1987 | 1 inch | Installation date after lead ban | No | Visual inspection at the meter |  |  | Non-Lead - Plastic | 1987 |  | Installation date after lead ban | No | visual inspection at meter | 2024-07-22 |  | Non-Lead | No | No | none | Single Family Residence | Unknown | Unknown | No
BEREZ, GUILLERMO | 9189 NW 44TH CT | 38233819 | No | No | Non-Lead - Plastic | No | 1987 | 1 inch | Installation date after lead ban | No | Visual inspection at the meter |  |  | Non-Lead - Plastic | 1987 |  | Installation date after lead ban | No | visual inspection at meter | 2024-07-22 |  | Non-Lead | No | No | none | Single Family Residence | Unknown | Unknown | No
DEMESMIN, VICTOR & ANNIE | 9174 NW 44TH CT | 54694692 | No | No | Non-Lead - Plastic | No | 1987 | 1 inch | Installation date after lead ban | No | Visual inspection at the meter |  |  | Non-Lead - Plastic | 1987 |  | Installation date after lead ban | No | visual inspection at meter | 2024-07-22 |  | Non-Lead | No | No | none | Single Family Residence | Unknown | Unknown | No
DEMESMIN, VICTOR & ANNIE | 9174 NW 44TH CT | 36721278 | No | No | Non-Lead - Plastic | No | 1987 | 1 inch | Installation date after lead ban | No | Visual inspection at the meter |  |  | Non-Lead - Plastic | 1987 |  | Installation date after lead ban | No | visual inspection at meter | 2024-07-22 |  | Non-Lead | No | No | none | Single Family Residence | Unknown | Unknown | No
BERGEL, ALEXANDER AND VALERIE | 9188 NW 44TH CT | 36839763 | No | No | Non-Lead - Plastic | No | 1987 | 1 inch | Installation date after lead ban | No | Visual inspection at the meter |  |  | Non-Lead - Plastic | 1987 |  | Installation date after lead ban | No | visual inspection at meter | 2024-07-22 |  | Non-Lead | No | No | none | Single Family Residence | Unknown | Unknown | No
BERGEL, ALEXANDER AND VALERIE | 9188 NW 44TH CT | 36839762 | No | No | Non-Lead - Plastic | No | 1987 | 1 inch | Installation date after lead ban | No | Visual inspection at the meter |  |  | Non-Lead - Plastic | 1987 |  | Installation date after lead ban | No | visual inspection at meter | 2024-07-22 |  | Non-Lead | No | No | none | Single Family Residence | Unknown | Unknown | No
SMITH, ISAAC | 4166 NW 92ND TER | 33792832 | No | No | Non-Lead - Plastic | No | 1987 | 1 inch | Installation date after lead ban | No | Visual inspection at the meter |  |  | Non-Lead - Plastic | 1987 |  | Installation date after lead ban | No | visual inspection at meter | 2024-07-22 |  | Non-Lead | No | No | none | Single Family Residence | Unknown | Unknown | No
SMITH, ISAAC | 4166 NW 92ND TER | 33792829 | No | No | Non-Lead - Plastic | No | 1987 | 1 inch | Installation date after lead ban | No | Visual inspection at the meter |  |  | Non-Lead - Plastic | 1987 |  | Installation date after lead ban | No | visual inspection at meter | 2024-07-22 |  | Non-Lead | No | No | none | Single Family Residence | Unknown | Unknown | No
DIAZDETUESTA, EFREN | 9202 NW 44TH CT | 36597328 | No | No | Non-Lead - Plastic | No | 1987 | 1 inch | Installation date after lead ban | No | Visual inspection at the meter |  |  | Non-Lead - Plastic | 1987 |  | Installation date after lead ban | No | visual inspection at meter | 2024-07-22 |  | Non-Lead | No | No | none | Single Family Residence | Unknown | Unknown | No
DIAZDETUESTA, EFREN | 9202 NW 44TH CT | 36597339 | No | No | Non-Lead - Plastic | No | 1987 | 1 inch | Installation date after lead ban | No | Visual inspection at the meter |  |  | Non-Lead - Plastic | 1987 |  | Installation date after lead ban | No | visual inspection at meter | 2024-07-22 |  | Non-Lead | No | No | none | Single Family Residence | Unknown | Unknown | No
EBANKS, ARDANE AND ANDREA | 9201 NW 44TH CT | 37435250 | No | No | Non-Lead - Plastic | No | 1987 | 1 inch | Installation date after lead ban | No | Visual inspection at the meter |  |  | Non-Lead - Plastic | 1987 |  | Installation date after lead ban | No | visual inspection at meter | 2024-07-22 |  | Non-Lead | No | No | none | Single Family Residence | Unknown | Unknown | No
EBANKS, ARDANE AND ANDREA | 9201 NW 44TH CT | 37435247 | No | No | Non-Lead - Plastic | No | 1987 | 1 inch | Installation date after lead ban | No | Visual inspection at the meter |  |  | Non-Lead - Plastic | 1987 |  | Installation date after lead ban | No | visual inspection at meter | 2024-07-22 |  | Non-Lead | No | No | none | Single Family Residence | Unknown | Unknown | No
ZIZZO, MIKE & SANDY | 9215 NW 44TH CT | 38233778 | No | No | Non-Lead - Plastic | No | 1987 | 1 inch | Installation date after lead ban | No | Visual inspection at the meter |  |  | Non-Lead - Plastic | 1987 |  | Installation date after lead ban | No | visual inspection at meter | 2024-07-22 |  | Non-Lead | No | No | none | Single Family Residence | Unknown | Unknown | No
ZIZZO, MIKE & SANDY | 9215 NW 44TH CT | 38233777 | No | No | Non-Lead - Plastic | No | 1987 | 1 inch | Installation date after lead ban | No | Visual inspection at the meter |  |  | Non-Lead - Plastic | 1987 |  | Installation date after lead ban | No | visual inspection at meter | 2024-07-22 |  | Non-Lead | No | No | none | Single Family Residence | Unknown | Unknown | No
MARGOLIS, BRANDON & KHANA | 9214 NW 44th CT | 36389930 | No | No | Non-Lead - Plastic | No | 1987 | 1 inch | Installation date after lead ban | No | Visual inspection at the meter |  |  | Non-Lead - Plastic | 1987 |  | Installation date after lead ban | No | visual inspection at meter | 2024-07-22 |  | Non-Lead | No | No | none | Single Family Residence | Unknown | Unknown | No
MARGOLIS, BRANDON & KHANA | 9214 NW 44th CT | 36389928 | No | No | Non-Lead - Plastic | No | 1987 | 1 inch | Installation date after lead ban | No | Visual inspection at the meter |  |  | Non-Lead - Plastic | 1987 |  | Installation date after lead ban | No | visual inspection at meter | 2024-07-22 |  | Non-Lead | No | No | none | Single Family Residence | Unknown | Unknown | No
DENBURG, RIVKA | 9226 NW 44TH CT | 36329153 | No | No | Non-Lead - Plastic | No | 1987 | 1 inch | Installation date after lead ban | No | Visual inspection at the meter |  |  | Non-Lead - Plastic | 1987 |  | Installation date after lead ban | No | visual inspection at meter | 2024-07-22 |  | Non-Lead | No | No | none | Single Family Residence | Unknown | Unknown | No
DENBURG, RIVKA | 9226 NW 44TH CT | 36329154 | No | No | Non-Lead - Plastic | No | 1987 | 1 inch | Installation date after lead ban | No | Visual inspection at the meter |  |  | Non-Lead - Plastic | 1987 |  | Installation date after lead ban | No | visual inspection at meter | 2024-07-22 |  | Non-Lead | No | No | none | Single Family Residence | Unknown | Unknown | No
THR Florida LP, | 9227 NW 44TH CT | 36721272 | No | No | Non-Lead - Plastic | No | 1987 | 1 inch | Installation date after lead ban | No | Visual inspection at the meter |  |  | Non-Lead - Plastic | 1987 |  | Installation date after lead ban | No | visual inspection at meter | 2024-07-22 |  | Non-Lead | No | No | none | Single Family Residence | Unknown | Unknown | No
THR Florida LP, | 9227 NW 44TH CT | 36721273 | No | No | Non-Lead - Plastic | No | 1987 | 1 inch | Installation date after lead ban | No | Visual inspection at the meter |  |  | Non-Lead - Plastic | 1987 |  | Installation date after lead ban | No | visual inspection at meter | 2024-07-22 |  | Non-Lead | No | No | none | Single Family Residence | Unknown | Unknown | No
Hadley, Donna | 9249 NW 44TH CT | 36329148 | No | No | Non-Lead - Plastic | No | 1987 | 1 inch | Installation date after lead ban | No | Visual inspection at the meter |  |  | Non-Lead - Plastic | 1987 |  | Installation date after lead ban | No | visual inspection at meter | 2024-07-22 |  | Non-Lead | No | No | none | Single Family Residence | Unknown | Unknown | No
Giachos, | 9050 NW 42ND CT | 34215209 | No | No | Non-Lead - Plastic | No | 1987 | 1 inch | Installation date after lead ban | No | Visual inspection at the meter |  |  | Non-Lead - Plastic | 1987 |  | Installation date after lead ban | No | visual inspection at meter | 2024-07-22 |  | Non-Lead | No | No | none | Single Family Residence | Unknown | Unknown | No
Hadley, Donna | 9249 NW 44TH CT | 36329147 | No | No | Non-Lead - Plastic | No | 1987 | 1 inch | Installation date after lead ban | No | Visual inspection at the meter |  |  | Non-Lead - Plastic | 1987 |  | Installation date after lead ban | No | visual inspection at meter | 2024-07-22 |  | Non-Lead | No | No | none | Single Family Residence | Unknown | Unknown | No
Giachos, | 9050 NW 42ND CT | 54694650 | No | No | Non-Lead - Plastic | No | 1987 | 1 inch | Installation date after lead ban | No | Visual inspection at the meter |  |  | Non-Lead - Plastic | 1987 |  | Installation date after lead ban | No | visual inspection at meter | 2024-07-22 |  | Non-Lead | No | No | none | Single Family Residence | Unknown | Unknown | No
SEIGEL, SENDER & CHANA | 9240 NW 44TH CT | 36597342 | No | No | Non-Lead - Plastic | No | 1987 | 1 inch | Installation date after lead ban | No | Visual inspection at the meter |  |  | Non-Lead - Plastic | 1987 |  | Installation date after lead ban | No | visual inspection at meter | 2024-07-22 |  | Non-Lead | No | No | none | Single Family Residence | Unknown | Unknown | No
SEIGEL, SENDER & CHANA | 9240 NW 44TH CT | 36631146 | No | No | Non-Lead - Plastic | No | 1987 | 1 inch | Installation date after lead ban | No | Visual inspection at the meter |  |  | Non-Lead - Plastic | 1987 |  | Installation date after lead ban | No | visual inspection at meter | 2024-07-22 |  | Non-Lead | No | No | none | Single Family Residence | Unknown | Unknown | No
MACELLARO, SUSAN | 9266 NW 44TH CT | 37981896 | No | No | Non-Lead - Plastic | No | 1987 | 1 inch | Installation date after lead ban | No | Visual inspection at the meter |  |  | Non-Lead - Plastic | 1987 |  | Installation date after lead ban | No | visual inspection at meter | 2024-07-22 |  | Non-Lead | No | No | none | Single Family Residence | Unknown | Unknown | No
MACELLARO, SUSAN | 9266 NW 44TH CT | 37981897 | No | No | Non-Lead - Plastic | No | 1987 | 1 inch | Installation date after lead ban | No | Visual inspection at the meter |  |  | Non-Lead - Plastic | 1987 |  | Installation date after lead ban | No | visual inspection at meter | 2024-07-22 |  | Non-Lead | No | No | none | Single Family Residence | Unknown | Unknown | No
BARTHELUF, CELIMENE | 9261 NW 44TH CT | 36329155 | No | No | Non-Lead - Plastic | No | 1987 | 1 inch | Installation date after lead ban | No | Visual inspection at the meter |  |  | Non-Lead - Plastic | 1987 |  | Installation date after lead ban | No | visual inspection at meter | 2024-07-22 |  | Non-Lead | No | No | none | Single Family Residence | Unknown | Unknown | No
BARTHELUF, CELIMENE | 9261 NW 44TH CT | 36329156 | No | No | Non-Lead - Plastic | No | 1987 | 1 inch | Installation date after lead ban | No | Visual inspection at the meter |  |  | Non-Lead - Plastic | 1987 |  | Installation date after lead ban | No | visual inspection at meter | 2024-07-22 |  | Non-Lead | No | No | none | Single Family Residence | Unknown | Unknown | No
JENSEN, BRET AND JENNIFER | 9273 NW 44TH CT | 34417842 | No | No | Non-Lead - Plastic | No | 1987 | 1 inch | Installation date after lead ban | No | Visual inspection at the meter |  |  | Non-Lead - Plastic | 1987 |  | Installation date after lead ban | No | visual inspection at meter | 2024-07-22 |  | Non-Lead | No | No | none | Single Family Residence | Unknown | Unknown | No
JENSEN, BRET AND JENNIFER | 9273 NW 44TH CT | 33792818 | No | No | Non-Lead - Plastic | No | 1987 | 1 inch | Installation date after lead ban | No | Visual inspection at the meter |  |  | Non-Lead - Plastic | 1987 |  | Installation date after lead ban | No | visual inspection at meter | 2024-07-22 |  | Non-Lead | No | No | none | Single Family Residence | Unknown | Unknown | No
Valek, Vladimir | 9285 NW 44TH CT | 36721281 | No | No | Non-Lead - Plastic | No | 1987 | 1 inch | Installation date after lead ban | No | Visual inspection at the meter |  |  | Non-Lead - Plastic | 1987 |  | Installation date after lead ban | No | visual inspection at meter | 2024-07-22 |  | Non-Lead | No | No | none | Single Family Residence | Unknown | Unknown | No
Valek, Vladimir | 9285 NW 44TH CT | 36721280 | No | No | Non-Lead - Plastic | No | 1987 | 1 inch | Installation date after lead ban | No | Visual inspection at the meter |  |  | Non-Lead - Plastic | 1987 |  | Installation date after lead ban | No | visual inspection at meter | 2024-07-22 |  | Non-Lead | No | No | none | Single Family Residence | Unknown | Unknown | No
EBBOLE, ROBERT | 4400 NW 92ND TER | 36597344 | No | No | Non-Lead - Plastic | No | 1987 | 1 inch | Installation date after lead ban | No | Visual inspection at the meter |  |  | Non-Lead - Plastic | 1987 |  | Installation date after lead ban | No | visual inspection at meter | 2024-07-22 |  | Non-Lead | No | No | none | Single Family Residence | Unknown | Unknown | No
EBBOLE, ROBERT | 4400 NW 92ND TER | 36597343 | No | No | Non-Lead - Plastic | No | 1987 | 1 inch | Installation date after lead ban | No | Visual inspection at the meter |  |  | Non-Lead - Plastic | 1987 |  | Installation date after lead ban | No | visual inspection at meter | 2024-07-22 |  | Non-Lead | No | No | none | Single Family Residence | Unknown | Unknown | No
Mera, George | 4384 NW 92ND TER | 36839667 | No | No | Non-Lead - Plastic | No | 1987 | 1 inch | Installation date after lead ban | No | Visual inspection at the meter |  |  | Non-Lead - Plastic | 1987 |  | Installation date after lead ban | No | visual inspection at meter | 2024-07-22 |  | Non-Lead | No | No | none | Single Family Residence | Unknown | Unknown | No
Mera, George | 4384 NW 92ND TER | 36839666 | No | No | Non-Lead - Plastic | No | 1987 | 1 inch | Installation date after lead ban | No | Visual inspection at the meter |  |  | Non-Lead - Plastic | 1987 |  | Installation date after lead ban | No | visual inspection at meter | 2024-07-22 |  | Non-Lead | No | No | none | Single Family Residence | Unknown | Unknown | No
QUINTERO, VANESSA & RICHARD | 4362 NW 92ND TER | 38233773 | No | No | Non-Lead - Plastic | No | 1987 | 1 inch | Installation date after lead ban | No | Visual inspection at the meter |  |  | Non-Lead - Plastic | 1987 |  | Installation date after lead ban | No | visual inspection at meter | 2024-07-22 |  | Non-Lead | No | No | none | Single Family Residence | Unknown | Unknown | No
QUINTERO, VANESSA & RICHARD | 4362 NW 92ND TER | 30233770 | No | No | Non-Lead - Plastic | No | 1987 | 1 inch | Installation date after lead ban | No | Visual inspection at the meter |  |  | Non-Lead - Plastic | 1987 |  | Installation date after lead ban | No | visual inspection at meter | 2024-07-22 |  | Non-Lead | No | No | none | Single Family Residence | Unknown | Unknown | No
Clarke, Lisa | 4348 NW 92ND TER | 34381967 | No | No | Non-Lead - Plastic | No | 1987 | 1 inch | Installation date after lead ban | No | Visual inspection at the meter |  |  | Non-Lead - Plastic | 1987 |  | Installation date after lead ban | No | visual inspection at meter | 2024-07-22 |  | Non-Lead | No | No | none | Single Family Residence | Unknown | Unknown | No
Clarke, Lisa | 4348 NW 92ND TER | 54694672 | No | No | Non-Lead - Plastic | No | 1987 | 1 inch | Installation date after lead ban | No | Visual inspection at the meter |  |  | Non-Lead - Plastic | 1987 |  | Installation date after lead ban | No | visual inspection at meter | 2024-07-22 |  | Non-Lead | No | No | none | Single Family Residence | Unknown | Unknown | No
Lovett, Cory and Candice | 4336 NW 92ND TER | 34260316 | No | No | Non-Lead - Plastic | No | 1987 | 1 inch | Installation date after lead ban | No | Visual inspection at the meter |  |  | Non-Lead - Plastic | 1987 |  | Installation date after lead ban | No | visual inspection at meter | 2024-07-22 |  | Non-Lead | No | No | none | Single Family Residence | Unknown | Unknown | No
Lovett, Cory and Candice | 4336 NW 92ND TER | 34360315 | No | No | Non-Lead - Plastic | No | 1987 | 1 inch | Installation date after lead ban | No | Visual inspection at the meter |  |  | Non-Lead - Plastic | 1987 |  | Installation date after lead ban | No | visual inspection at meter | 2024-07-22 |  | Non-Lead | No | No | none | Single Family Residence | Unknown | Unknown | No
KIRKPATRICK, DEBRA | 9271 NW 43RD CT | 36839766 | No | No | Non-Lead - Plastic | No | 1987 | 1 inch | Installation date after lead ban | No | Visual inspection at the meter |  |  | Non-Lead - Plastic | 1987 |  | Installation date after lead ban | No | visual inspection at meter | 2024-07-22 |  | Non-Lead | No | No | none | Single Family Residence | Unknown | Unknown | No
KIRKPATRICK, DEBRA | 9271 NW 43RD CT | 36839767 | No | No | Non-Lead - Plastic | No | 1987 | 1 inch | Installation date after lead ban | No | Visual inspection at the meter |  |  | Non-Lead - Plastic | 1987 |  | Installation date after lead ban | No | visual inspection at meter | 2024-07-22 |  | Non-Lead | No | No | none | Single Family Residence | Unknown | Unknown | No
ROSENHOUSE, DAVID | 9259 NW 43RD CT | 36631141 | No | No | Non-Lead - Plastic | No | 1987 | 1 inch | Installation date after lead ban | No | Visual inspection at the meter |  |  | Non-Lead - Plastic | 1987 |  | Installation date after lead ban | No | visual inspection at meter | 2024-07-22 |  | Non-Lead | No | No | none | Single Family Residence | Unknown | Unknown | No
ROSENHOUSE, DAVID | 9259 NW 43RD CT | 36631139 | No | No | Non-Lead - Plastic | No | 1987 | 1 inch | Installation date after lead ban | No | Visual inspection at the meter |  |  | Non-Lead - Plastic | 1987 |  | Installation date after lead ban | No | visual inspection at meter | 2024-07-22 |  | Non-Lead | No | No | none | Single Family Residence | Unknown | Unknown | No
Harrinarine, KALOWTIE | 9237 NW 43RD CT | 36389937 | No | No | Non-Lead - Plastic | No | 1987 | 1 inch | Installation date after lead ban | No | Visual inspection at the meter |  |  | Non-Lead - Plastic | 1987 |  | Installation date after lead ban | No | visual inspection at meter | 2024-07-22 |  | Non-Lead | No | No | none | Single Family Residence | Unknown | Unknown | No
Harrinarine, KALOWTIE | 9237 NW 43RD CT | 36389936 | No | No | Non-Lead - Plastic | No | 1987 | 1 inch | Installation date after lead ban | No | Visual inspection at the meter |  |  | Non-Lead - Plastic | 1987 |  | Installation date after lead ban | No | visual inspection at meter | 2024-07-22 |  | Non-Lead | No | No | none | Single Family Residence | Unknown | Unknown | No
LEVER, YISROEL | 9205 NW 43RD CT | 36329169 | No | No | Non-Lead - Plastic | No | 1987 | 1 inch | Installation date after lead ban | No | Visual inspection at the meter |  |  | Non-Lead - Plastic | 1987 |  | Installation date after lead ban | No | visual inspection at meter | 2024-07-22 |  | Non-Lead | No | No | none | Single Family Residence | Unknown | Unknown | No
LEVER, YISROEL | 9205 NW 43RD CT | 54694648 | No | No | Non-Lead - Plastic | No | 1987 | 1 inch | Installation date after lead ban | No | Visual inspection at the meter |  |  | Non-Lead - Plastic | 1987 |  | Installation date after lead ban | No | visual inspection at meter | 2024-07-22 |  | Non-Lead | No | No | none | Single Family Residence | Unknown | Unknown | No
Valdes, Yampier | 9199 NW 43RD CT | 36389935 | No | No | Non-Lead - Plastic | No | 1987 | 1 inch | Installation date after lead ban | No | Visual inspection at the meter |  |  | Non-Lead - Plastic | 1987 |  | Installation date after lead ban | No | visual inspection at meter | 2024-07-22 |  | Non-Lead | No | No | none | Single Family Residence | Unknown | Unknown | No
Valdes, Yampier | 9199 NW 43RD CT | 36597341 | No | No | Non-Lead - Plastic | No | 1987 | 1 inch | Installation date after lead ban | No | Visual inspection at the meter |  |  | Non-Lead - Plastic | 1987 |  | Installation date after lead ban | No | visual inspection at meter | 2024-07-22 |  | Non-Lead | No | No | none | Single Family Residence | Unknown | Unknown | No
SOODEEN, REANN | 9175 NW 43RD CT | 36839756 | No | No | Non-Lead - Plastic | No | 1987 | 1 inch | Installation date after lead ban | No | Visual inspection at the meter |  |  | Non-Lead - Plastic | 1987 |  | Installation date after lead ban | No | visual inspection at meter | 2024-07-22 |  | Non-Lead | No | No | none | Single Family Residence | Unknown | Unknown | No
SOODEEN, REANN | 9175 NW 43RD CT | 36839757 | No | No | Non-Lead - Plastic | No | 1987 | 1 inch | Installation date after lead ban | No | Visual inspection at the meter |  |  | Non-Lead - Plastic | 1987 |  | Installation date after lead ban | No | visual inspection at meter | 2024-07-22 |  | Non-Lead | No | No | none | Single Family Residence | Unknown | Unknown | No
Rice, Charles (CHUCK) | 9161 NW 43RD CT | 36839758 | No | No | Non-Lead - Plastic | No | 1987 | 1 inch | Installation date after lead ban | No | Visual inspection at the meter |  |  | Non-Lead - Plastic | 1987 |  | Installation date after lead ban | No | visual inspection at meter | 2024-07-22 |  | Non-Lead | No | No | none | Single Family Residence | Unknown | Unknown | No
Rice, Charles (CHUCK) | 9161 NW 43RD CT | 36839759 | No | No | Non-Lead - Plastic | No | 1987 | 1 inch | Installation date after lead ban | No | Visual inspection at the meter |  |  | Non-Lead - Plastic | 1987 |  | Installation date after lead ban | No | visual inspection at meter | 2024-07-22 |  | Non-Lead | No | No | none | Single Family Residence | Unknown | Unknown | No
MALDONADO, ALLEN | 9139 NW 43RD CT | 37713007 | No | No | Non-Lead - Plastic | No | 1987 | 1 inch | Installation date after lead ban | No | Visual inspection at the meter |  |  | Non-Lead - Plastic | 1987 |  | Installation date after lead ban | No | visual inspection at meter | 2024-07-22 |  | Non-Lead | No | No | none | Single Family Residence | Unknown | Unknown | No
MALDONADO, ALLEN | 9139 NW 43RD CT | 37713008 | No | No | Non-Lead - Plastic | No | 1987 | 1 inch | Installation date after lead ban | No | Visual inspection at the meter |  |  | Non-Lead - Plastic | 1987 |  | Installation date after lead ban | No | visual inspection at meter | 2024-07-22 |  | Non-Lead | No | No | none | Single Family Residence | Unknown | Unknown | No
Weise, | 9127 NW 43RD CT | 36839669 | No | No | Non-Lead - Plastic | No | 1987 | 1 inch | Installation date after lead ban | No | Visual inspection at the meter |  |  | Non-Lead - Plastic | 1987 |  | Installation date after lead ban | No | visual inspection at meter | 2024-07-22 |  | Non-Lead | No | No | none | Single Family Residence | Unknown | Unknown | No
Weise, | 9127 NW 43RD CT | 36839620 | No | No | Non-Lead - Plastic | No | 1987 | 1 inch | Installation date after lead ban | No | Visual inspection at the meter |  |  | Non-Lead - Plastic | 1987 |  | Installation date after lead ban | No | visual inspection at meter | 2024-07-22 |  | Non-Lead | No | No | none | Single Family Residence | Unknown | Unknown | No
Lee, Kwai | 9115 NW 43RD CT | 36839764 | No | No | Non-Lead - Plastic | No | 1987 | 1 inch | Installation date after lead ban | No | Visual inspection at the meter |  |  | Non-Lead - Plastic | 1987 |  | Installation date after lead ban | No | visual inspection at meter | 2024-07-22 |  | Non-Lead | No | No | none | Single Family Residence | Unknown | Unknown | No
Lee, Kwai | 9115 NW 43RD CT | 36839765 | No | No | Non-Lead - Plastic | No | 1987 | 1 inch | Installation date after lead ban | No | Visual inspection at the meter |  |  | Non-Lead - Plastic | 1987 |  | Installation date after lead ban | No | visual inspection at meter | 2024-07-22 |  | Non-Lead | No | No | none | Single Family Residence | Unknown | Unknown | No
ARGENT, DAVID & CHERYL | 9103 NW 43RD CT | 38233780 | No | No | Non-Lead - Plastic | No | 1987 | 1 inch | Installation date after lead ban | No | Visual inspection at the meter |  |  | Non-Lead - Plastic | 1987 |  | Installation date after lead ban | No | visual inspection at meter | 2024-07-22 |  | Non-Lead | No | No | none | Single Family Residence | Unknown | Unknown | No
ARGENT, DAVID & CHERYL | 9103 NW 43RD CT | 38233781 | No | No | Non-Lead - Plastic | No | 1987 | 1 inch | Installation date after lead ban | No | Visual inspection at the meter |  |  | Non-Lead - Plastic | 1987 |  | Installation date after lead ban | No | visual inspection at meter | 2024-07-22 |  | Non-Lead | No | No | none | Single Family Residence | Unknown | Unknown | No
HOLTZBERG, MOSHE & CHANEL | 4300 NW 92ND TER | 38569848 | No | No | Non-Lead - Plastic | No | 1987 | 1 inch | Installation date after lead ban | No | Visual inspection at the meter |  |  | Non-Lead - Plastic | 1987 |  | Installation date after lead ban | No | visual inspection at meter | 2024-07-22 |  | Non-Lead | No | No | none | Single Family Residence | Unknown | Unknown | No
HOLTZBERG, MOSHE & CHANEL | 4300 NW 92ND TER | 38569849 | No | No | Non-Lead - Plastic | No | 1987 | 1 inch | Installation date after lead ban | No | Visual inspection at the meter |  |  | Non-Lead - Plastic | 1987 |  | Installation date after lead ban | No | visual inspection at meter | 2024-07-22 |  | Non-Lead | No | No | none | Single Family Residence | Unknown | Unknown | No
MAZZAFERRO, GARY | 9110 NW 43RD CT | 38393536 | No | No | Non-Lead - Plastic | No | 1987 | 1 inch | Installation date after lead ban | No | Visual inspection at the meter |  |  | Non-Lead - Plastic | 1987 |  | Installation date after lead ban | No | visual inspection at meter | 2024-07-22 |  | Non-Lead | No | No | none | Single Family Residence | Unknown | Unknown | No
MAZZAFERRO, GARY | 9110 NW 43RD CT | 38393537 | No | No | Non-Lead - Plastic | No | 1987 | 1 inch | Installation date after lead ban | No | Visual inspection at the meter |  |  | Non-Lead - Plastic | 1987 |  | Installation date after lead ban | No | visual inspection at meter | 2024-07-22 |  | Non-Lead | No | No | none | Single Family Residence | Unknown | Unknown | No
KRULL, LESTER & HAZEL | 9122 NW 43RD CT | 38233815 | No | No | Non-Lead - Plastic | No | 1987 | 1 inch | Installation date after lead ban | No | Visual inspection at the meter |  |  | Non-Lead - Plastic | 1987 |  | Installation date after lead ban | No | visual inspection at meter | 2024-07-22 |  | Non-Lead | No | No | none | Single Family Residence | Unknown | Unknown | No
KRULL, LESTER & HAZEL | 9122 NW 43RD CT | 38233814 | No | No | Non-Lead - Plastic | No | 1987 | 1 inch | Installation date after lead ban | No | Visual inspection at the meter |  |  | Non-Lead - Plastic | 1987 |  | Installation date after lead ban | No | visual inspection at meter | 2024-07-22 |  | Non-Lead | No | No | none | Single Family Residence | Unknown | Unknown | No
VINCENT BATZA, KRYSTYNA DUDKA & | 9144 NW 43RD CT | 54694658 | No | No | Non-Lead - Plastic | No | 1987 | 1 inch | Installation date after lead ban | No | Visual inspection at the meter |  |  | Non-Lead - Plastic | 1987 |  | Installation date after lead ban | No | visual inspection at meter | 2024-07-22 |  | Non-Lead | No | No | none | Single Family Residence | Unknown | Unknown | No
VINCENT BATZA, KRYSTYNA DUDKA & | 9144 NW 43RD CT | 34215207 | No | No | Non-Lead - Plastic | No | 1987 | 1 inch | Installation date after lead ban | No | Visual inspection at the meter |  |  | Non-Lead - Plastic | 1987 |  | Installation date after lead ban | No | visual inspection at meter | 2024-07-22 |  | Non-Lead | No | No | none | Single Family Residence | Unknown | Unknown | No
ZEIGLER, ANGELA | 9166 NW 43RD CT | 36597325 | No | No | Non-Lead - Plastic | No | 1987 | 1 inch | Installation date after lead ban | No | Visual inspection at the meter |  |  | Non-Lead - Plastic | 1987 |  | Installation date after lead ban | No | visual inspection at meter | 2024-07-22 |  | Non-Lead | No | No | none | Single Family Residence | Unknown | Unknown | No
ZEIGLER, ANGELA | 9166 NW 43RD CT | 36631147 | No | No | Non-Lead - Plastic | No | 1987 | 1 inch | Installation date after lead ban | No | Visual inspection at the meter |  |  | Non-Lead - Plastic | 1987 |  | Installation date after lead ban | No | visual inspection at meter | 2024-07-22 |  | Non-Lead | No | No | none | Single Family Residence | Unknown | Unknown | No
Messado, Joyce | 9188 NW 43RD CT | 38393532 | No | No | Non-Lead - Plastic | No | 1987 | 1 inch | Installation date after lead ban | No | Visual inspection at the meter |  |  | Non-Lead - Plastic | 1987 |  | Installation date after lead ban | No | visual inspection at meter | 2024-07-22 |  | Non-Lead | No | No | none | Single Family Residence | Unknown | Unknown | No
Messado, Joyce | 9188 NW 43RD CT | 38393531 | No | No | Non-Lead - Plastic | No | 1987 | 1 inch | Installation date after lead ban | No | Visual inspection at the meter |  |  | Non-Lead - Plastic | 1987 |  | Installation date after lead ban | No | visual inspection at meter | 2024-07-22 |  | Non-Lead | No | No | none | Single Family Residence | Unknown | Unknown | No
BERRICK, PAUL | 9200 NW 43RD CT | 38393533 | No | No | Non-Lead - Plastic | No | 1987 | 1 inch | Installation date after lead ban | No | Visual inspection at the meter |  |  | Non-Lead - Plastic | 1987 |  | Installation date after lead ban | No | visual inspection at meter | 2024-07-22 |  | Non-Lead | No | No | none | Single Family Residence | Unknown | Unknown | No
BERRICK, PAUL | 9200 NW 43RD CT | 38393534 | No | No | Non-Lead - Plastic | No | 1987 | 1 inch | Installation date after lead ban | No | Visual inspection at the meter |  |  | Non-Lead - Plastic | 1987 |  | Installation date after lead ban | No | visual inspection at meter | 2024-07-22 |  | Non-Lead | No | No | none | Single Family Residence | Unknown | Unknown | No
Cintron, Victor | 9222 NW 43RD CT | 38393544 | No | No | Non-Lead - Plastic | No | 1987 | 1 inch | Installation date after lead ban | No | Visual inspection at the meter |  |  | Non-Lead - Plastic | 1987 |  | Installation date after lead ban | No | visual inspection at meter | 2024-07-22 |  | Non-Lead | No | No | none | Single Family Residence | Unknown | Unknown | No
Cintron, Victor | 9222 NW 43RD CT | 38393543 | No | No | Non-Lead - Plastic | No | 1987 | 1 inch | Installation date after lead ban | No | Visual inspection at the meter |  |  | Non-Lead - Plastic | 1987 |  | Installation date after lead ban | No | visual inspection at meter | 2024-07-22 |  | Non-Lead | No | No | none | Single Family Residence | Unknown | Unknown | No
HANDELSMAN, YAAKOV | 9244 NW 43RD CT | 37435251 | No | No | Non-Lead - Plastic | No | 1987 | 1 inch | Installation date after lead ban | No | Visual inspection at the meter |  |  | Non-Lead - Plastic | 1987 |  | Installation date after lead ban | No | visual inspection at meter | 2024-07-22 |  | Non-Lead | No | No | none | Single Family Residence | Unknown | Unknown | No
HANDELSMAN, YAAKOV | 9244 NW 43RD CT | 37435252 | No | No | Non-Lead - Plastic | No | 1987 | 1 inch | Installation date after lead ban | No | Visual inspection at the meter |  |  | Non-Lead - Plastic | 1987 |  | Installation date after lead ban | No | visual inspection at meter | 2024-07-22 |  | Non-Lead | No | No | none | Single Family Residence | Unknown | Unknown | No
Kozich, | 9266 NW 43RD CT | 34417307 | No | No | Non-Lead - Plastic | No | 1987 | 1 inch | Installation date after lead ban | No | Visual inspection at the meter |  |  | Non-Lead - Plastic | 1987 |  | Installation date after lead ban | No | visual inspection at meter | 2024-07-22 |  | Non-Lead | No | No | none | Single Family Residence | Unknown | Unknown | No
Kozich, | 9266 NW 43RD CT | 36329152 | No | No | Non-Lead - Plastic | No | 1987 | 1 inch | Installation date after lead ban | No | Visual inspection at the meter |  |  | Non-Lead - Plastic | 1987 |  | Installation date after lead ban | No | visual inspection at meter | 2024-07-22 |  | Non-Lead | No | No | none | Single Family Residence | Unknown | Unknown | No
DONES, DENNY AND ADRIANA | 4314 NW 92ND TER | 34381975 | No | No | Non-Lead - Plastic | No | 1987 | 1 inch | Installation date after lead ban | No | Visual inspection at the meter |  |  | Non-Lead - Plastic | 1987 |  | Installation date after lead ban | No | visual inspection at meter | 2024-07-22 |  | Non-Lead | No | No | none | Single Family Residence | Unknown | Unknown | No
DONES, DENNY AND ADRIANA | 4314 NW 92ND TER | 34381959 | No | No | Non-Lead - Plastic | No | 1987 | 1 inch | Installation date after lead ban | No | Visual inspection at the meter |  |  | Non-Lead - Plastic | 1987 |  | Installation date after lead ban | No | visual inspection at meter | 2024-07-22 |  | Non-Lead | No | No | none | Single Family Residence | Unknown | Unknown | No
EXPRESS INDEPENDENT SERVICES LLC | 4300 NW 90TH TER | 33650546 | No | No | Non-Lead - Plastic | No | 1987 | 1 inch | Installation date after lead ban | No | Visual inspection at the meter |  |  | Non-Lead - Plastic | 1987 |  | Installation date after lead ban | No | visual inspection at meter | 2024-07-21 |  | Non-Lead | No | No | none | Single Family Residence | Unknown | Unknown | No
Keller, Mindell | 4222 NW 92ND TER | 34215178 | No | No | Non-Lead - Plastic | No | 1987 | 1 inch | Installation date after lead ban | No | Visual inspection at the meter |  |  | Non-Lead - Plastic | 1987 |  | Installation date after lead ban | No | visual inspection at meter | 2024-07-21 |  | Non-Lead | No | No | none | Single Family Residence | Unknown | Unknown | No
EXPRESS INDEPENDENT SERVICES LLC | 4300 NW 90TH TER | 33836844 | No | No | Non-Lead - Plastic | No | 1987 | 1 inch | Installation date after lead ban | No | Visual inspection at the meter |  |  | Non-Lead - Plastic | 1987 |  | Installation date after lead ban | No | visual inspection at meter | 2024-07-21 |  | Non-Lead | No | No | none | Single Family Residence | Unknown | Unknown | No
Keller, Mindell | 4222 NW 92ND TER | 54694625 | No | No | Non-Lead - Plastic | No | 1987 | 1 inch | Installation date after lead ban | No | Visual inspection at the meter |  |  | Non-Lead - Plastic | 1987 |  | Installation date after lead ban | No | visual inspection at meter | 2024-07-21 |  | Non-Lead | No | No | none | Single Family Residence | Unknown | Unknown | No
PETRUCCELLI, ANTHONY | 4200 NW 92ND TER | 36839768 | No | No | Non-Lead - Plastic | No | 1987 | 1 inch | Installation date after lead ban | No | Visual inspection at the meter |  |  | Non-Lead - Plastic | 1987 |  | Installation date after lead ban | No | visual inspection at meter | 2024-07-21 |  | Non-Lead | No | No | none | Single Family Residence | Unknown | Unknown | No
PETRUCCELLI, ANTHONY | 4200 NW 92ND TER | 36839769 | No | No | Non-Lead - Plastic | No | 1987 | 1 inch | Installation date after lead ban | No | Visual inspection at the meter |  |  | Non-Lead - Plastic | 1987 |  | Installation date after lead ban | No | visual inspection at meter | 2024-07-21 |  | Non-Lead | No | No | none | Single Family Residence | Unknown | Unknown | No
SMITH, DARRYL | 9251 NW 42ND CT | 37713011 | No | No | Non-Lead - Plastic | No | 1987 | 1 inch | Installation date after lead ban | No | Visual inspection at the meter |  |  | Non-Lead - Plastic | 1987 |  | Installation date after lead ban | No | visual inspection at meter | 2024-07-21 |  | Non-Lead | No | No | none | Single Family Residence | Unknown | Unknown | No
SMITH, DARRYL | 9251 NW 42ND CT | 37713012 | No | No | Non-Lead - Plastic | No | 1987 | 1 inch | Installation date after lead ban | No | Visual inspection at the meter |  |  | Non-Lead - Plastic | 1987 |  | Installation date after lead ban | No | visual inspection at meter | 2024-07-21 |  | Non-Lead | No | No | none | Single Family Residence | Unknown | Unknown | No
DEVERA, KATHERINE | 9231 NW 42ND CT | 52847915 | No | No | Non-Lead - Plastic | No | 1987 | 1 inch | Installation date after lead ban | No | Visual inspection at the meter |  |  | Non-Lead - Plastic | 1987 |  | Installation date after lead ban | No | visual inspection at meter | 2024-07-21 |  | Non-Lead | No | No | none | Single Family Residence | Unknown | Unknown | No
DEVERA, KATHERINE | 9231 NW 42ND CT | 37713006 | No | No | Non-Lead - Plastic | No | 1987 | 1 inch | Installation date after lead ban | No | Visual inspection at the meter |  |  | Non-Lead - Plastic | 1987 |  | Installation date after lead ban | No | visual inspection at meter | 2024-07-21 |  | Non-Lead | No | No | none | Single Family Residence | Unknown | Unknown | No
Robinson, Derek | 9191 NW 42ND CT | 37125158 | No | No | Non-Lead - Plastic | No | 1987 | 1 inch | Installation date after lead ban | No | Visual inspection at the meter |  |  | Non-Lead - Plastic | 1987 |  | Installation date after lead ban | No | visual inspection at meter | 2024-07-21 |  | Non-Lead | No | No | none | Single Family Residence | Unknown | Unknown | No
Robinson, Derek | 9191 NW 42ND CT | 36839663 | No | No | Non-Lead - Plastic | No | 1987 | 1 inch | Installation date after lead ban | No | Visual inspection at the meter |  |  | Non-Lead - Plastic | 1987 |  | Installation date after lead ban | No | visual inspection at meter | 2024-07-21 |  | Non-Lead | No | No | none | Single Family Residence | Unknown | Unknown | No
PETERSON, RICHARD | 9171 NW 42ND CT | 37981885 | No | No | Non-Lead - Plastic | No | 1987 | 1 inch | Installation date after lead ban | No | Visual inspection at the meter |  |  | Non-Lead - Plastic | 1987 |  | Installation date after lead ban | No | visual inspection at meter | 2024-07-21 |  | Non-Lead | No | No | none | Single Family Residence | Unknown | Unknown | No
PETERSON, RICHARD | 9171 NW 42ND CT | 37981884 | No | No | Non-Lead - Plastic | No | 1987 | 1 inch | Installation date after lead ban | No | Visual inspection at the meter |  |  | Non-Lead - Plastic | 1987 |  | Installation date after lead ban | No | visual inspection at meter | 2024-07-21 |  | Non-Lead | No | No | none | Single Family Residence | Unknown | Unknown | No
HELLMER, MICHAEL | 9151 NW 42ND CT | 38533307 | No | No | Non-Lead - Plastic | No | 1987 | 1 inch | Installation date after lead ban | No | Visual inspection at the meter |  |  | Non-Lead - Plastic | 1987 |  | Installation date after lead ban | No | visual inspection at meter | 2024-07-21 |  | Non-Lead | No | No | none | Single Family Residence | Unknown | Unknown | No
HELLMER, MICHAEL | 9151 NW 42ND CT | 38533306 | No | No | Non-Lead - Plastic | No | 1987 | 1 inch | Installation date after lead ban | No | Visual inspection at the meter |  |  | Non-Lead - Plastic | 1987 |  | Installation date after lead ban | No | visual inspection at meter | 2024-07-21 |  | Non-Lead | No | No | none | Single Family Residence | Unknown | Unknown | No
WHITE, FLOYD | 9131 NW 42ND CT | 33792824 | No | No | Non-Lead - Plastic | No | 1987 | 1 inch | Installation date after lead ban | No | Visual inspection at the meter |  |  | Non-Lead - Plastic | 1987 |  | Installation date after lead ban | No | visual inspection at meter | 2024-07-21 |  | Non-Lead | No | No | none | Single Family Residence | Unknown | Unknown | No
WHITE, FLOYD | 9131 NW 42ND CT | 33792822 | No | No | Non-Lead - Plastic | No | 1987 | 1 inch | Installation date after lead ban | No | Visual inspection at the meter |  |  | Non-Lead - Plastic | 1987 |  | Installation date after lead ban | No | visual inspection at meter | 2024-07-21 |  | Non-Lead | No | No | none | Single Family Residence | Unknown | Unknown | No
Cefali, Raymond | 9111 NW 42ND CT | 34215198 | No | No | Non-Lead - Plastic | No | 1987 | 1 inch | Installation date after lead ban | No | Visual inspection at the meter |  |  | Non-Lead - Plastic | 1987 |  | Installation date after lead ban | No | visual inspection at meter | 2024-07-21 |  | Non-Lead | No | No | none | Single Family Residence | Unknown | Unknown | No
Cefali, Raymond | 9111 NW 42ND CT | 34215197 | No | No | Non-Lead - Plastic | No | 1987 | 1 inch | Installation date after lead ban | No | Visual inspection at the meter |  |  | Non-Lead - Plastic | 1987 |  | Installation date after lead ban | No | visual inspection at meter | 2024-07-21 |  | Non-Lead | No | No | none | Single Family Residence | Unknown | Unknown | No
HANLON, GAIL | 9091 NW 42ND CT | 38533295 | No | No | Non-Lead - Plastic | No | 1987 | 1 inch | Installation date after lead ban | No | Visual inspection at the meter |  |  | Non-Lead - Plastic | 1987 |  | Installation date after lead ban | No | visual inspection at meter | 2024-07-21 |  | Non-Lead | No | No | none | Single Family Residence | Unknown | Unknown | No
HANLON, GAIL | 9091 NW 42ND CT | 38533294 | No | No | Non-Lead - Plastic | No | 1987 | 1 inch | Installation date after lead ban | No | Visual inspection at the meter |  |  | Non-Lead - Plastic | 1987 |  | Installation date after lead ban | No | visual inspection at meter | 2024-07-21 |  | Non-Lead | No | No | none | Single Family Residence | Unknown | Unknown | No
Rahim, Bibi Zelena | 9051 NW 42ND CT | 37981878 | No | No | Non-Lead - Plastic | No | 1987 | 1 inch | Installation date after lead ban | No | Visual inspection at the meter |  |  | Non-Lead - Plastic | 1987 |  | Installation date after lead ban | No | visual inspection at meter | 2024-07-21 |  | Non-Lead | No | No | none | Single Family Residence | Unknown | Unknown | No
Rahim, Bibi Zelena | 9051 NW 42ND CT | 37981879 | No | No | Non-Lead - Plastic | No | 1987 | 1 inch | Installation date after lead ban | No | Visual inspection at the meter |  |  | Non-Lead - Plastic | 1987 |  | Installation date after lead ban | No | visual inspection at meter | 2024-07-21 |  | Non-Lead | No | No | none | Single Family Residence | Unknown | Unknown | No
OJEDA, CARMEN | 9070 NW 42ND CT | 49784511 | No | No | Non-Lead - Plastic | No | 1987 | 1 inch | Installation date after lead ban | No | Visual inspection at the meter |  |  | Non-Lead - Plastic | 1987 |  | Installation date after lead ban | No | visual inspection at meter | 2024-07-21 |  | Non-Lead | No | No | none | Single Family Residence | Unknown | Unknown | No
OJEDA, CARMEN | 9070 NW 42ND CT | 33650543 | No | No | Non-Lead - Plastic | No | 1987 | 1 inch | Installation date after lead ban | No | Visual inspection at the meter |  |  | Non-Lead - Plastic | 1987 |  | Installation date after lead ban | No | visual inspection at meter | 2024-07-21 |  | Non-Lead | No | No | none | Single Family Residence | Unknown | Unknown | No
RUBBO, MICHELLE | 9090 NW 42ND CT | 33393999 | No | No | Non-Lead - Plastic | No | 1987 | 1 inch | Installation date after lead ban | No | Visual inspection at the meter |  |  | Non-Lead - Plastic | 1987 |  | Installation date after lead ban | No | visual inspection at meter | 2024-07-21 |  | Non-Lead | No | No | none | Single Family Residence | Unknown | Unknown | No
RUBBO, MICHELLE | 9090 NW 42ND CT | 33792823 | No | No | Non-Lead - Plastic | No | 1987 | 1 inch | Installation date after lead ban | No | Visual inspection at the meter |  |  | Non-Lead - Plastic | 1987 |  | Installation date after lead ban | No | visual inspection at meter | 2024-07-21 |  | Non-Lead | No | No | none | Single Family Residence | Unknown | Unknown | No
MOBAYED, ANDREW | 9110 NW 42ND CT | 34215213 | No | No | Non-Lead - Plastic | No | 1987 | 1 inch | Installation date after lead ban | No | Visual inspection at the meter |  |  | Non-Lead - Plastic | 1987 |  | Installation date after lead ban | No | visual inspection at meter | 2024-07-21 |  | Non-Lead | No | No | none | Single Family Residence | Unknown | Unknown | No
MOBAYED, ANDREW | 9110 NW 42ND CT | 34215214 | No | No | Non-Lead - Plastic | No | 1987 | 1 inch | Installation date after lead ban | No | Visual inspection at the meter |  |  | Non-Lead - Plastic | 1987 |  | Installation date after lead ban | No | visual inspection at meter | 2024-07-21 |  | Non-Lead | No | No | none | Single Family Residence | Unknown | Unknown | No
NOVAK, ERIN | 9130 NW 42ND CT | 38569852 | No | No | Non-Lead - Plastic | No | 1987 | 1 inch | Installation date after lead ban | No | Visual inspection at the meter |  |  | Non-Lead - Plastic | 1987 |  | Installation date after lead ban | No | visual inspection at meter | 2024-07-21 |  | Non-Lead | No | No | none | Single Family Residence | Unknown | Unknown | No
NOVAK, ERIN | 9130 NW 42ND CT | 38569853 | No | No | Non-Lead - Plastic | No | 1987 | 1 inch | Installation date after lead ban | No | Visual inspection at the meter |  |  | Non-Lead - Plastic | 1987 |  | Installation date after lead ban | No | visual inspection at meter | 2024-07-21 |  | Non-Lead | No | No | none | Single Family Residence | Unknown | Unknown | No
GROSS, JAY | 9150 NW 42ND CT | 37688949 | No | No | Non-Lead - Plastic | No | 1987 | 1 inch | Installation date after lead ban | No | Visual inspection at the meter |  |  | Non-Lead - Plastic | 1987 |  | Installation date after lead ban | No | visual inspection at meter | 2024-07-21 |  | Non-Lead | No | No | none | Single Family Residence | Unknown | Unknown | No
GROSS, JAY | 9150 NW 42ND CT | 37688950 | No | No | Non-Lead - Plastic | No | 1987 | 1 inch | Installation date after lead ban | No | Visual inspection at the meter |  |  | Non-Lead - Plastic | 1987 |  | Installation date after lead ban | No | visual inspection at meter | 2024-07-21 |  | Non-Lead | No | No | none | Single Family Residence | Unknown | Unknown | No
KUBIAK, MARTIE & JAMES | 9170 NW 42ND CT | 37981887 | No | No | Non-Lead - Plastic | No | 1987 | 1 inch | Installation date after lead ban | No | Visual inspection at the meter |  |  | Non-Lead - Plastic | 1987 |  | Installation date after lead ban | No | visual inspection at meter | 2024-07-21 |  | Non-Lead | No | No | none | Single Family Residence | Unknown | Unknown | No
KUBIAK, MARTIE & JAMES | 9170 NW 42ND CT | 37981686 | No | No | Non-Lead - Plastic | No | 1987 | 1 inch | Installation date after lead ban | No | Visual inspection at the meter |  |  | Non-Lead - Plastic | 1987 |  | Installation date after lead ban | No | visual inspection at meter | 2024-07-21 |  | Non-Lead | No | No | none | Single Family Residence | Unknown | Unknown | No
Macedo, David | 9190 NW 42ND CT | 36329175 | No | No | Non-Lead - Plastic | No | 1987 | 1 inch | Installation date after lead ban | No | Visual inspection at the meter |  |  | Non-Lead - Plastic | 1987 |  | Installation date after lead ban | No | visual inspection at meter | 2024-07-21 |  | Non-Lead | No | No | none | Single Family Residence | Unknown | Unknown | No
Macedo, David | 9190 NW 42ND CT | 36329174 | No | No | Non-Lead - Plastic | No | 1987 | 1 inch | Installation date after lead ban | No | Visual inspection at the meter |  |  | Non-Lead - Plastic | 1987 |  | Installation date after lead ban | No | visual inspection at meter | 2024-07-21 |  | Non-Lead | No | No | none | Single Family Residence | Unknown | Unknown | No
Peterson, Rick | 9210 NW 42ND CT | 36839658 | No | No | Non-Lead - Plastic | No | 1987 | 1 inch | Installation date after lead ban | No | Visual inspection at the meter |  |  | Non-Lead - Plastic | 1987 |  | Installation date after lead ban | No | visual inspection at meter | 2024-07-21 |  | Non-Lead | No | No | none | Single Family Residence | Unknown | Unknown | No
Peterson, Rick | 9210 NW 42ND CT | 36839657 | No | No | Non-Lead - Plastic | No | 1987 | 1 inch | Installation date after lead ban | No | Visual inspection at the meter |  |  | Non-Lead - Plastic | 1987 |  | Installation date after lead ban | No | visual inspection at meter | 2024-07-21 |  | Non-Lead | No | No | none | Single Family Residence | Unknown | Unknown | No
EMERY, BARBARA | 9230 NW 42ND CT | 36721274 | No | No | Non-Lead - Plastic | No | 1987 | 1 inch | Installation date after lead ban | No | Visual inspection at the meter |  |  | Non-Lead - Plastic | 1987 |  | Installation date after lead ban | No | visual inspection at meter | 2024-07-21 |  | Non-Lead | No | No | none | Single Family Residence | Unknown | Unknown | No
EMERY, BARBARA | 9230 NW 42ND CT | 36721275 | No | No | Non-Lead - Plastic | No | 1987 | 1 inch | Installation date after lead ban | No | Visual inspection at the meter |  |  | Non-Lead - Plastic | 1987 |  | Installation date after lead ban | No | visual inspection at meter | 2024-07-21 |  | Non-Lead | No | No | none | Single Family Residence | Unknown | Unknown | No
CLARKE, ANEITA | 9250 NW 42ND CT | 52805695 | No | No | Non-Lead - Plastic | No | 1987 | 1 inch | Installation date after lead ban | No | Visual inspection at the meter |  |  | Non-Lead - Plastic | 1987 |  | Installation date after lead ban | No | visual inspection at meter | 2024-07-21 |  | Non-Lead | No | No | none | Single Family Residence | Unknown | Unknown | No
CLARKE, ANEITA | 9250 NW 42ND CT | 36839678 | No | No | Non-Lead - Plastic | No | 1987 | 1 inch | Installation date after lead ban | No | Visual inspection at the meter |  |  | Non-Lead - Plastic | 1987 |  | Installation date after lead ban | No | visual inspection at meter | 2024-07-21 |  | Non-Lead | No | No | none | Single Family Residence | Unknown | Unknown | No
PEREZ, JAMIE | 4188 NW 92ND TER | 33761098 | No | No | Non-Lead - Plastic | No | 1987 | 1 inch | Installation date after lead ban | No | Visual inspection at the meter |  |  | Non-Lead - Plastic | 1987 |  | Installation date after lead ban | No | visual inspection at meter | 2024-07-21 |  | Non-Lead | No | No | none | Single Family Residence | Unknown | Unknown | No
PEREZ, JAMIE | 4188 NW 92ND TER | 33761094 | No | No | Non-Lead - Plastic | No | 1987 | 1 inch | Installation date after lead ban | No | Visual inspection at the meter |  |  | Non-Lead - Plastic | 1987 |  | Installation date after lead ban | No | visual inspection at meter | 2024-07-21 |  | Non-Lead | No | No | none | Single Family Residence | Unknown | Unknown | No
URSILLO, PETE AND JOANIE | 4124 NW 92ND TER | 54694683 | No | No | Non-Lead - Plastic | No | 1987 | 1 inch | Installation date after lead ban | No | Visual inspection at the meter |  |  | Non-Lead - Plastic | 1987 |  | Installation date after lead ban | No | visual inspection at meter | 2024-07-21 |  | Non-Lead | No | No | none | Single Family Residence | Unknown | Unknown | No
URSILLO, PETE AND JOANIE | 4124 NW 92ND TER | 33950250 | No | No | Non-Lead - Plastic | No | 1987 | 1 inch | Installation date after lead ban | No | Visual inspection at the meter |  |  | Non-Lead - Plastic | 1987 |  | Installation date after lead ban | No | visual inspection at meter | 2024-07-21 |  | Non-Lead | No | No | none | Single Family Residence | Unknown | Unknown | No
CARLISI, JOHN & KATHLEEN | 4112 NW 92ND TER | 38569760 | No | No | Non-Lead - Plastic | No | 1987 | 1 inch | Installation date after lead ban | No | Visual inspection at the meter |  |  | Non-Lead - Plastic | 1987 |  | Installation date after lead ban | No | visual inspection at meter | 2024-07-21 |  | Non-Lead | No | No | none | Single Family Residence | Unknown | Unknown | No
CARLISI, JOHN & KATHLEEN | 4112 NW 92ND TER | 33394001 | No | No | Non-Lead - Plastic | No | 1987 | 1 inch | Installation date after lead ban | No | Visual inspection at the meter |  |  | Non-Lead - Plastic | 1987 |  | Installation date after lead ban | No | visual inspection at meter | 2024-07-21 |  | Non-Lead | No | No | none | Single Family Residence | Unknown | Unknown | No
IBRAHIM, ABUSHIEBA | 4110 NW 92ND TER | 54694615 | No | No | Non-Lead - Plastic | No | 1987 | 1 inch | Installation date after lead ban | No | Visual inspection at the meter |  |  | Non-Lead - Plastic | 1987 |  | Installation date after lead ban | No | visual inspection at meter | 2024-07-21 |  | Non-Lead | No | No | none | Single Family Residence | Unknown | Unknown | No
IBRAHIM, ABUSHIEBA | 4110 NW 92ND TER | 33792841 | No | No | Non-Lead - Plastic | No | 1987 | 1 inch | Installation date after lead ban | No | Visual inspection at the meter |  |  | Non-Lead - Plastic | 1987 |  | Installation date after lead ban | No | visual inspection at meter | 2024-07-21 |  | Non-Lead | No | No | none | Single Family Residence | Unknown | Unknown | No
Lewis, Dennis | 9242 NW 41ST MNR | 54694667 | No | No | Non-Lead - Plastic | No | 1987 | 1 inch | Installation date after lead ban | No | Visual inspection at the meter |  |  | Non-Lead - Plastic | 1987 |  | Installation date after lead ban | No | visual inspection at meter | 2024-07-21 |  | Non-Lead | No | No | none | Single Family Residence | Unknown | Unknown | No
Lewis, Dennis | 9242 NW 41ST MNR | 54694598 | No | No | Non-Lead - Plastic | No | 1987 | 1 inch | Installation date after lead ban | No | Visual inspection at the meter |  |  | Non-Lead - Plastic | 1987 |  | Installation date after lead ban | No | visual inspection at meter | 2024-07-21 |  | Non-Lead | No | No | none | Single Family Residence | Unknown | Unknown | No
Anati, Ben | 9220 NW 41ST MNR | 38233767 | No | No | Non-Lead - Plastic | No | 1987 | 1 inch | Installation date after lead ban | No | Visual inspection at the meter |  |  | Non-Lead - Plastic | 1987 |  | Installation date after lead ban | No | visual inspection at meter | 2024-07-21 |  | Non-Lead | No | No | none | Single Family Residence | Unknown | Unknown | No
Anati, Ben | 9220 NW 41ST MNR | 38233766 | No | No | Non-Lead - Plastic | No | 1987 | 1 inch | Installation date after lead ban | No | Visual inspection at the meter |  |  | Non-Lead - Plastic | 1987 |  | Installation date after lead ban | No | visual inspection at meter | 2024-07-21 |  | Non-Lead | No | No | none | Single Family Residence | Unknown | Unknown | No
FONTE, JONATHAN | 9208 NW 41ST MNR | 38233807 | No | No | Non-Lead - Plastic | No | 1987 | 1 inch | Installation date after lead ban | No | Visual inspection at the meter |  |  | Non-Lead - Plastic | 1987 |  | Installation date after lead ban | No | visual inspection at meter | 2024-07-21 |  | Non-Lead | No | No | none | Single Family Residence | Unknown | Unknown | No
FONTE, JONATHAN | 9208 NW 41ST MNR | 38233806 | No | No | Non-Lead - Plastic | No | 1987 | 1 inch | Installation date after lead ban | No | Visual inspection at the meter |  |  | Non-Lead - Plastic | 1987 |  | Installation date after lead ban | No | visual inspection at meter | 2024-07-21 |  | Non-Lead | No | No | none | Single Family Residence | Unknown | Unknown | No
MONTAQUE, KAYON | 9245 NW 41ST MNR | 36597321 | No | No | Non-Lead - Plastic | No | 1987 | 1 inch | Installation date after lead ban | No | Visual inspection at the meter |  |  | Non-Lead - Plastic | 1987 |  | Installation date after lead ban | No | visual inspection at meter | 2024-07-21 |  | Non-Lead | No | No | none | Single Family Residence | Unknown | Unknown | No
MONTAQUE, KAYON | 9245 NW 41ST MNR | 36597322 | No | No | Non-Lead - Plastic | No | 1987 | 1 inch | Installation date after lead ban | No | Visual inspection at the meter |  |  | Non-Lead - Plastic | 1987 |  | Installation date after lead ban | No | visual inspection at meter | 2024-07-21 |  | Non-Lead | No | No | none | Single Family Residence | Unknown | Unknown | No
MANOBIANCO, MIKE | 9223 NW 41ST MNR | 38233772 | No | No | Non-Lead - Plastic | No | 1987 | 1 inch | Installation date after lead ban | No | Visual inspection at the meter |  |  | Non-Lead - Plastic | 1987 |  | Installation date after lead ban | No | visual inspection at meter | 2024-07-21 |  | Non-Lead | No | No | none | Single Family Residence | Unknown | Unknown | No
MANOBIANCO, MIKE | 9223 NW 41ST MNR | 38233771 | No | No | Non-Lead - Plastic | No | 1987 | 1 inch | Installation date after lead ban | No | Visual inspection at the meter |  |  | Non-Lead - Plastic | 1987 |  | Installation date after lead ban | No | visual inspection at meter | 2024-07-21 |  | Non-Lead | No | No | none | Single Family Residence | Unknown | Unknown | No
Akel, Foad | 9211 NW 41ST MNR | 37688938 | No | No | Non-Lead - Plastic | No | 1987 | 1 inch | Installation date after lead ban | No | Visual inspection at the meter |  |  | Non-Lead - Plastic | 1987 |  | Installation date after lead ban | No | visual inspection at meter | 2024-07-21 |  | Non-Lead | No | No | none | Single Family Residence | Unknown | Unknown | No
Akel, Foad | 9211 NW 41ST MNR | 54694655 | No | No | Non-Lead - Plastic | No | 1987 | 1 inch | Installation date after lead ban | No | Visual inspection at the meter |  |  | Non-Lead - Plastic | 1987 |  | Installation date after lead ban | No | visual inspection at meter | 2024-07-21 |  | Non-Lead | No | No | none | Single Family Residence | Unknown | Unknown | No
SUAREZ, MERCEDES | 9199 NW 41ST MNR | 38233775 | No | No | Non-Lead - Plastic | No | 1987 | 1 inch | Installation date after lead ban | No | Visual inspection at the meter |  |  | Non-Lead - Plastic | 1987 |  | Installation date after lead ban | No | visual inspection at meter | 2024-07-21 |  | Non-Lead | No | No | none | Single Family Residence | Unknown | Unknown | No
SUAREZ, MERCEDES | 9199 NW 41ST MNR | 54694651 | No | No | Non-Lead - Plastic | No | 1987 | 1 inch | Installation date after lead ban | No | Visual inspection at the meter |  |  | Non-Lead - Plastic | 1987 |  | Installation date after lead ban | No | visual inspection at meter | 2024-07-21 |  | Non-Lead | No | No | none | Single Family Residence | Unknown | Unknown | No
FREJE, MARIA | 9196 NW 41ST MNR | 38393558 | No | No | Non-Lead - Plastic | No | 1987 | 1 inch | Installation date after lead ban | No | Visual inspection at the meter |  |  | Non-Lead - Plastic | 1987 |  | Installation date after lead ban | No | visual inspection at meter | 2024-07-21 |  | Non-Lead | No | No | none | Single Family Residence | Unknown | Unknown | No
FREJE, MARIA | 9196 NW 41ST MNR | 38393557 | No | No | Non-Lead - Plastic | No | 1987 | 1 inch | Installation date after lead ban | No | Visual inspection at the meter |  |  | Non-Lead - Plastic | 1987 |  | Installation date after lead ban | No | visual inspection at meter | 2024-07-21 |  | Non-Lead | No | No | none | Single Family Residence | Unknown | Unknown | No
Shusterman, Alexander | 9184 NW 41ST MNR | 37688941 | No | No | Non-Lead - Plastic | No | 1987 | 1 inch | Installation date after lead ban | No | Visual inspection at the meter |  |  | Non-Lead - Plastic | 1987 |  | Installation date after lead ban | No | visual inspection at meter | 2024-07-21 |  | Non-Lead | No | No | none | Single Family Residence | Unknown | Unknown | No
CHEN, SZE | 9187 NW 41ST MNR | 38233812 | No | No | Non-Lead - Plastic | No | 1987 | 1 inch | Installation date after lead ban | No | Visual inspection at the meter |  |  | Non-Lead - Plastic | 1987 |  | Installation date after lead ban | No | visual inspection at meter | 2024-07-21 |  | Non-Lead | No | No | none | Single Family Residence | Unknown | Unknown | No
CHEN, SZE | 9187 NW 41ST MNR | 38233813 | No | No | Non-Lead - Plastic | No | 1987 | 1 inch | Installation date after lead ban | No | Visual inspection at the meter |  |  | Non-Lead - Plastic | 1987 |  | Installation date after lead ban | No | visual inspection at meter | 2024-07-21 |  | Non-Lead | No | No | none | Single Family Residence | Unknown | Unknown | No
House, William | 9172 NW 41ST MNR | 38233763 | No | No | Non-Lead - Plastic | No | 1987 | 1 inch | Installation date after lead ban | No | Visual inspection at the meter |  |  | Non-Lead - Plastic | 1987 |  | Installation date after lead ban | No | visual inspection at meter | 2024-07-21 |  | Non-Lead | No | No | none | Single Family Residence | Unknown | Unknown | No
House, William | 9172 NW 41ST MNR | 38233762 | No | No | Non-Lead - Plastic | No | 1987 | 1 inch | Installation date after lead ban | No | Visual inspection at the meter |  |  | Non-Lead - Plastic | 1987 |  | Installation date after lead ban | No | visual inspection at meter | 2024-07-21 |  | Non-Lead | No | No | none | Single Family Residence | Unknown | Unknown | No
ARROYO, ANNETTE | 9160 NW 41ST MNR | 38233758 | No | No | Non-Lead - Plastic | No | 1987 | 1 inch | Installation date after lead ban | No | Visual inspection at the meter |  |  | Non-Lead - Plastic | 1987 |  | Installation date after lead ban | No | visual inspection at meter | 2024-07-21 |  | Non-Lead | No | No | none | Single Family Residence | Unknown | Unknown | No
ARROYO, ANNETTE | 9160 NW 41ST MNR | 38233759 | No | No | Non-Lead - Plastic | No | 1987 | 1 inch | Installation date after lead ban | No | Visual inspection at the meter |  |  | Non-Lead - Plastic | 1987 |  | Installation date after lead ban | No | visual inspection at meter | 2024-07-21 |  | Non-Lead | No | No | none | Single Family Residence | Unknown | Unknown | No
LORENZO, BRITTANY & JOSE | 9175 NW 41ST MNR | 37435269 | No | No | Non-Lead - Plastic | No | 1987 | 1 inch | Installation date after lead ban | No | Visual inspection at the meter |  |  | Non-Lead - Plastic | 1987 |  | Installation date after lead ban | No | visual inspection at meter | 2024-07-21 |  | Non-Lead | No | No | none | Single Family Residence | Unknown | Unknown | No
LORENZO, BRITTANY & JOSE | 9175 NW 41ST MNR | 37435271 | No | No | Non-Lead - Plastic | No | 1987 | 1 inch | Installation date after lead ban | No | Visual inspection at the meter |  |  | Non-Lead - Plastic | 1987 |  | Installation date after lead ban | No | visual inspection at meter | 2024-07-21 |  | Non-Lead | No | No | none | Single Family Residence | Unknown | Unknown | No
Hung, JORGE | 9163 NW 41ST MNR | 37688939 | No | No | Non-Lead - Plastic | No | 1987 | 1 inch | Installation date after lead ban | No | Visual inspection at the meter |  |  | Non-Lead - Plastic | 1987 |  | Installation date after lead ban | No | visual inspection at meter | 2024-07-21 |  | Non-Lead | No | No | none | Single Family Residence | Unknown | Unknown | No
Hung, JORGE | 9163 NW 41ST MNR | 37688940 | No | No | Non-Lead - Plastic | No | 1987 | 1 inch | Installation date after lead ban | No | Visual inspection at the meter |  |  | Non-Lead - Plastic | 1987 |  | Installation date after lead ban | No | visual inspection at meter | 2024-07-21 |  | Non-Lead | No | No | none | Single Family Residence | Unknown | Unknown | No
NEWMAN, JEFF AND LAURIE | 9151 NW 41ST MNR | 34215177 | No | No | Non-Lead - Plastic | No | 1987 | 1 inch | Installation date after lead ban | No | Visual inspection at the meter |  |  | Non-Lead - Plastic | 1987 |  | Installation date after lead ban | No | visual inspection at meter | 2024-07-21 |  | Non-Lead | No | No | none | Single Family Residence | Unknown | Unknown | No
NEWMAN, JEFF AND LAURIE | 9151 NW 41ST MNR | 34215176 | No | No | Non-Lead - Plastic | No | 1987 | 1 inch | Installation date after lead ban | No | Visual inspection at the meter |  |  | Non-Lead - Plastic | 1987 |  | Installation date after lead ban | No | visual inspection at meter | 2024-07-21 |  | Non-Lead | No | No | none | Single Family Residence | Unknown | Unknown | No
Epstein, Samantha | 9158 NW 41ST MNR | 37688926 | No | No | Non-Lead - Plastic | No | 1987 | 1 inch | Installation date after lead ban | No | Visual inspection at the meter |  |  | Non-Lead - Plastic | 1987 |  | Installation date after lead ban | No | visual inspection at meter | 2024-07-21 |  | Non-Lead | No | No | none | Single Family Residence | Unknown | Unknown | No
Epstein, Samantha | 9158 NW 41ST MNR | 37688927 | No | No | Non-Lead - Plastic | No | 1987 | 1 inch | Installation date after lead ban | No | Visual inspection at the meter |  |  | Non-Lead - Plastic | 1987 |  | Installation date after lead ban | No | visual inspection at meter | 2024-07-21 |  | Non-Lead | No | No | none | Single Family Residence | Unknown | Unknown | No
Lefton, Vincent | 9146 NW 41ST MNR | 38533296 | No | No | Non-Lead - Plastic | No | 1987 | 1 inch | Installation date after lead ban | No | Visual inspection at the meter |  |  | Non-Lead - Plastic | 1987 |  | Installation date after lead ban | No | visual inspection at meter | 2024-07-21 |  | Non-Lead | No | No | none | Single Family Residence | Unknown | Unknown | No
Lefton, Vincent | 9146 NW 41ST MNR | 38533297 | No | No | Non-Lead - Plastic | No | 1987 | 1 inch | Installation date after lead ban | No | Visual inspection at the meter |  |  | Non-Lead - Plastic | 1987 |  | Installation date after lead ban | No | visual inspection at meter | 2024-07-21 |  | Non-Lead | No | No | none | Single Family Residence | Unknown | Unknown | No
Giantonio, Joe & Shelley | 9139 NW 41ST MNR | 36597323 | No | No | Non-Lead - Plastic | No | 1987 | 1 inch | Installation date after lead ban | No | Visual inspection at the meter |  |  | Non-Lead - Plastic | 1987 |  | Installation date after lead ban | No | visual inspection at meter | 2024-07-21 |  | Non-Lead | No | No | none | Single Family Residence | Unknown | Unknown | No
Giantonio, Joe & Shelley | 9139 NW 41ST MNR | 38393545 | No | No | Non-Lead - Plastic | No | 1987 | 1 inch | Installation date after lead ban | No | Visual inspection at the meter |  |  | Non-Lead - Plastic | 1987 |  | Installation date after lead ban | No | visual inspection at meter | 2024-07-21 |  | Non-Lead | No | No | none | Single Family Residence | Unknown | Unknown | No
FRANCIS, GENADELL | 9127 NW 41ST MNR | 33792830 | No | No | Non-Lead - Plastic | No | 1987 | 1 inch | Installation date after lead ban | No | Visual inspection at the meter |  |  | Non-Lead - Plastic | 1987 |  | Installation date after lead ban | No | visual inspection at meter | 2024-07-21 |  | Non-Lead | No | No | none | Single Family Residence | Unknown | Unknown | No
FRANCIS, GENADELL | 9127 NW 41ST MNR | 54694645 | No | No | Non-Lead - Plastic | No | 1987 | 1 inch | Installation date after lead ban | No | Visual inspection at the meter |  |  | Non-Lead - Plastic | 1987 |  | Installation date after lead ban | No | visual inspection at meter | 2024-07-21 |  | Non-Lead | No | No | none | Single Family Residence | Unknown | Unknown | No
AUGUSTE, MICHELINE | 9134 NW 41ST MNR | 38533288 | No | No | Non-Lead - Plastic | No | 1987 | 1 inch | Installation date after lead ban | No | Visual inspection at the meter |  |  | Non-Lead - Plastic | 1987 |  | Installation date after lead ban | No | visual inspection at meter | 2024-07-21 |  | Non-Lead | No | No | none | Single Family Residence | Unknown | Unknown | No
AUGUSTE, MICHELINE | 9134 NW 41ST MNR | 38533289 | No | No | Non-Lead - Plastic | No | 1987 | 1 inch | Installation date after lead ban | No | Visual inspection at the meter |  |  | Non-Lead - Plastic | 1987 |  | Installation date after lead ban | No | visual inspection at meter | 2024-07-21 |  | Non-Lead | No | No | none | Single Family Residence | Unknown | Unknown | No
Hirsch, | 9122 NW 41ST MNR | 33645086 | No | No | Non-Lead - Plastic | No | 1987 | 1 inch | Installation date after lead ban | No | Visual inspection at the meter |  |  | Non-Lead - Plastic | 1987 |  | Installation date after lead ban | No | visual inspection at meter | 2024-07-21 |  | Non-Lead | No | No | none | Single Family Residence | Unknown | Unknown | No
Hirsch, | 9122 NW 41ST MNR | 33568711 | No | No | Non-Lead - Plastic | No | 1987 | 1 inch | Installation date after lead ban | No | Visual inspection at the meter |  |  | Non-Lead - Plastic | 1987 |  | Installation date after lead ban | No | visual inspection at meter | 2024-07-21 |  | Non-Lead | No | No | none | Single Family Residence | Unknown | Unknown | No
Convers, Sandra | 9110 NW 41ST MNR | 34215185 | No | No | Non-Lead - Plastic | No | 1987 | 1 inch | Installation date after lead ban | No | Visual inspection at the meter |  |  | Non-Lead - Plastic | 1987 |  | Installation date after lead ban | No | visual inspection at meter | 2024-07-21 |  | Non-Lead | No | No | none | Single Family Residence | Unknown | Unknown | No
Convers, Sandra | 9110 NW 41ST MNR | 36389938 | No | No | Non-Lead - Plastic | No | 1987 | 1 inch | Installation date after lead ban | No | Visual inspection at the meter |  |  | Non-Lead - Plastic | 1987 |  | Installation date after lead ban | No | visual inspection at meter | 2024-07-21 |  | Non-Lead | No | No | none | Single Family Residence | Unknown | Unknown | No
Numssen, Michelle | 9098 NW 41ST MNR | 52805692 | No | No | Non-Lead - Plastic | No | 1987 | 1 inch | Installation date after lead ban | No | Visual inspection at the meter |  |  | Non-Lead - Plastic | 1987 |  | Installation date after lead ban | No | visual inspection at meter | 2024-07-21 |  | Non-Lead | No | No | none | Single Family Residence | Unknown | Unknown | No
Numssen, Michelle | 9098 NW 41ST MNR | 38393538 | No | No | Non-Lead - Plastic | No | 1987 | 1 inch | Installation date after lead ban | No | Visual inspection at the meter |  |  | Non-Lead - Plastic | 1987 |  | Installation date after lead ban | No | visual inspection at meter | 2024-07-21 |  | Non-Lead | No | No | none | Single Family Residence | Unknown | Unknown | No
HODAKOV, YOSEF AND PAMELA | 9090 NW 41ST MNR | 34417809 | No | No | Non-Lead - Plastic | No | 1987 | 1 inch | Installation date after lead ban | No | Visual inspection at the meter |  |  | Non-Lead - Plastic | 1987 |  | Installation date after lead ban | No | visual inspection at meter | 2024-07-21 |  | Non-Lead | No | No | none | Single Family Residence | Unknown | Unknown | No
HODAKOV, YOSEF AND PAMELA | 9090 NW 41ST MNR | 34417808 | No | No | Non-Lead - Plastic | No | 1987 | 1 inch | Installation date after lead ban | No | Visual inspection at the meter |  |  | Non-Lead - Plastic | 1987 |  | Installation date after lead ban | No | visual inspection at meter | 2024-07-21 |  | Non-Lead | No | No | none | Single Family Residence | Unknown | Unknown | No
Leyva, Radames | 4111 NW 90TH TER | 33761102 | No | No | Non-Lead - Plastic | No | 1987 | 1 inch | Installation date after lead ban | No | Visual inspection at the meter |  |  | Non-Lead - Plastic | 1987 |  | Installation date after lead ban | No | visual inspection at meter | 2024-07-21 |  | Non-Lead | No | No | none | Single Family Residence | Unknown | Unknown | No
Leyva, Radames | 4111 NW 90TH TER | 33761088 | No | No | Non-Lead - Plastic | No | 1987 | 1 inch | Installation date after lead ban | No | Visual inspection at the meter |  |  | Non-Lead - Plastic | 1987 |  | Installation date after lead ban | No | visual inspection at meter | 2024-07-21 |  | Non-Lead | No | No | none | Single Family Residence | Unknown | Unknown | No
Hanover, Joshua | 9115 NW 41ST MNR | 33950237 | No | No | Non-Lead - Plastic | No | 1987 | 1 inch | Installation date after lead ban | No | Visual inspection at the meter |  |  | Non-Lead - Plastic | 1987 |  | Installation date after lead ban | No | visual inspection at meter | 2024-07-21 |  | Non-Lead | No | No | none | Single Family Residence | Unknown | Unknown | No
Hanover, Joshua | 9115 NW 41ST MNR | 54694666 | No | No | Non-Lead - Plastic | No | 1987 | 1 inch | Installation date after lead ban | No | Visual inspection at the meter |  |  | Non-Lead - Plastic | 1987 |  | Installation date after lead ban | No | visual inspection at meter | 2024-07-21 |  | Non-Lead | No | No | none | Single Family Residence | Unknown | Unknown | No
NATACHA PRATTS, JOSE CARLOS PEDRAZA-OJEDA & | 4133 NW 90TH TER | 38393555 | No | No | Non-Lead - Plastic | No | 1987 | 1 inch | Installation date after lead ban | No | Visual inspection at the meter |  |  | Non-Lead - Plastic | 1987 |  | Installation date after lead ban | No | visual inspection at meter | 2024-07-21 |  | Non-Lead | No | No | none | Single Family Residence | Unknown | Unknown | No
NATACHA PRATTS, JOSE CARLOS PEDRAZA-OJEDA & | 4133 NW 90TH TER | 38393556 | No | No | Non-Lead - Plastic | No | 1987 | 1 inch | Installation date after lead ban | No | Visual inspection at the meter |  |  | Non-Lead - Plastic | 1987 |  | Installation date after lead ban | No | visual inspection at meter | 2024-07-21 |  | Non-Lead | No | No | none | Single Family Residence | Unknown | Unknown | No
Seuraj, Rishi | 4155 NW 90TH TER | 38569836 | No | No | Non-Lead - Plastic | No | 1987 | 1 inch | Installation date after lead ban | No | Visual inspection at the meter |  |  | Non-Lead - Plastic | 1987 |  | Installation date after lead ban | No | visual inspection at meter | 2024-07-21 |  | Non-Lead | No | No | none | Single Family Residence | Unknown | Unknown | No
Seuraj, Rishi | 4155 NW 90TH TER | 38569837 | No | No | Non-Lead - Plastic | No | 1987 | 1 inch | Installation date after lead ban | No | Visual inspection at the meter |  |  | Non-Lead - Plastic | 1987 |  | Installation date after lead ban | No | visual inspection at meter | 2024-07-21 |  | Non-Lead | No | No | none | Single Family Residence | Unknown | Unknown | No
JARAMILLO, DAVID | 4177 NW 90TH TER | 38393565 | No | No | Non-Lead - Plastic | No | 1987 | 1 inch | Installation date after lead ban | No | Visual inspection at the meter |  |  | Non-Lead - Plastic | 1987 |  | Installation date after lead ban | No | visual inspection at meter | 2024-07-21 |  | Non-Lead | No | No | none | Single Family Residence | Unknown | Unknown | No
JARAMILLO, DAVID | 4177 NW 90TH TER | 38393564 | No | No | Non-Lead - Plastic | No | 1987 | 1 inch | Installation date after lead ban | No | Visual inspection at the meter |  |  | Non-Lead - Plastic | 1987 |  | Installation date after lead ban | No | visual inspection at meter | 2024-07-21 |  | Non-Lead | No | No | none | Single Family Residence | Unknown | Unknown | No
Panigel, Deborah | 4209 NW 90TH TER | 37981880 | No | No | Non-Lead - Plastic | No | 1987 | 1 inch | Installation date after lead ban | No | Visual inspection at the meter |  |  | Non-Lead - Plastic | 1987 |  | Installation date after lead ban | No | visual inspection at meter | 2024-07-21 |  | Non-Lead | No | No | none | Single Family Residence | Unknown | Unknown | No
Panigel, Deborah | 4209 NW 90TH TER | 37981881 | No | No | Non-Lead - Plastic | No | 1987 | 1 inch | Installation date after lead ban | No | Visual inspection at the meter |  |  | Non-Lead - Plastic | 1987 |  | Installation date after lead ban | No | visual inspection at meter | 2024-07-21 |  | Non-Lead | No | No | none | Single Family Residence | Unknown | Unknown | No
RAPPAPORT, ROBERT | 4220 NW 90TH TER | 38533309 | No | No | Non-Lead - Plastic | No | 1987 | 1 inch | Installation date after lead ban | No | Visual inspection at the meter |  |  | Non-Lead - Plastic | 1987 |  | Installation date after lead ban | No | visual inspection at meter | 2024-07-21 |  | Non-Lead | No | No | none | Single Family Residence | Unknown | Unknown | No
RAPPAPORT, ROBERT | 4220 NW 90TH TER | 38533308 | No | No | Non-Lead - Plastic | No | 1987 | 1 inch | Installation date after lead ban | No | Visual inspection at the meter |  |  | Non-Lead - Plastic | 1987 |  | Installation date after lead ban | No | visual inspection at meter | 2024-07-21 |  | Non-Lead | No | No | none | Single Family Residence | Unknown | Unknown | No
PALMER, LISA-ANN | 4231 NW 90TH TER | 38533278 | No | No | Non-Lead - Plastic | No | 1987 | 1 inch | Installation date after lead ban | No | Visual inspection at the meter |  |  | Non-Lead - Plastic | 1987 |  | Installation date after lead ban | No | visual inspection at meter | 2024-07-21 |  | Non-Lead | No | No | none | Single Family Residence | Unknown | Unknown | No
PALMER, LISA-ANN | 4231 NW 90TH TER | 38533279 | No | No | Non-Lead - Plastic | No | 1987 | 1 inch | Installation date after lead ban | No | Visual inspection at the meter |  |  | Non-Lead - Plastic | 1987 |  | Installation date after lead ban | No | visual inspection at meter | 2024-07-21 |  | Non-Lead | No | No | none | Single Family Residence | Unknown | Unknown | No
OSUNFISAN, JOE & LETICIA | 4250 NW 90TH TER | 49140080 | No | No | Non-Lead - Plastic | No | 1987 | 1 inch | Installation date after lead ban | No | Visual inspection at the meter |  |  | Non-Lead - Plastic | 1987 |  | Installation date after lead ban | No | visual inspection at meter | 2024-07-21 |  | Non-Lead | No | No | none | Single Family Residence | Unknown | Unknown | No
OSUNFISAN, JOE & LETICIA | 4250 NW 90TH TER | 37435272 | No | No | Non-Lead - Plastic | No | 1987 | 1 inch | Installation date after lead ban | No | Visual inspection at the meter |  |  | Non-Lead - Plastic | 1987 |  | Installation date after lead ban | No | visual inspection at meter | 2024-07-21 |  | Non-Lead | No | No | none | Single Family Residence | Unknown | Unknown | No
CHERUFF, RIVKA & MOSHE | 4263 NW 90TH TER | 49140074 | No | No | Non-Lead - Plastic | No | 1987 | 1 inch | Installation date after lead ban | No | Visual inspection at the meter |  |  | Non-Lead - Plastic | 1987 |  | Installation date after lead ban | No | visual inspection at meter | 2024-07-21 |  | Non-Lead | No | No | none | Single Family Residence | Unknown | Unknown | No
CHERUFF, RIVKA & MOSHE | 4263 NW 90TH TER | 33792817 | No | No | Non-Lead - Plastic | No | 1987 | 1 inch | Installation date after lead ban | No | Visual inspection at the meter |  |  | Non-Lead - Plastic | 1987 |  | Installation date after lead ban | No | visual inspection at meter | 2024-07-21 |  | Non-Lead | No | No | none | Single Family Residence | Unknown | Unknown | No
CROITORU, ISAAC | 4275 NW 90TH TER | 34215184 | No | No | Non-Lead - Plastic | No | 1987 | 1 inch | Installation date after lead ban | No | Visual inspection at the meter |  |  | Non-Lead - Plastic | 1987 |  | Installation date after lead ban | No | visual inspection at meter | 2024-07-21 |  | Non-Lead | No | No | none | Single Family Residence | Unknown | Unknown | No
CROITORU, ISAAC | 4275 NW 90TH TER | 34215183 | No | No | Non-Lead - Plastic | No | 1987 | 1 inch | Installation date after lead ban | No | Visual inspection at the meter |  |  | Non-Lead - Plastic | 1987 |  | Installation date after lead ban | No | visual inspection at meter | 2024-07-21 |  | Non-Lead | No | No | none | Single Family Residence | Unknown | Unknown | No
Delgado, Leo | 4307 NW 90TH TER | 37688943 | No | No | Non-Lead - Plastic | No | 1987 | 1 inch | Installation date after lead ban | No | Visual inspection at the meter |  |  | Non-Lead - Plastic | 1987 |  | Installation date after lead ban | No | visual inspection at meter | 2024-07-21 |  | Non-Lead | No | No | none | Single Family Residence | Unknown | Unknown | No
Delgado, Leo | 4307 NW 90TH TER | 37688942 | No | No | Non-Lead - Plastic | No | 1987 | 1 inch | Installation date after lead ban | No | Visual inspection at the meter |  |  | Non-Lead - Plastic | 1987 |  | Installation date after lead ban | No | visual inspection at meter | 2024-07-21 |  | Non-Lead | No | No | none | Single Family Residence | Unknown | Unknown | No
Poux, Vincenza | 4319 NW 90TH TER | 33393998 | No | No | Non-Lead - Plastic | No | 1987 | 1 inch | Installation date after lead ban | No | Visual inspection at the meter |  |  | Non-Lead - Plastic | 1987 |  | Installation date after lead ban | No | visual inspection at meter | 2024-07-21 |  | Non-Lead | No | No | none | Single Family Residence | Unknown | Unknown | No
Poux, Vincenza | 4319 NW 90TH TER | 54694623 | No | No | Non-Lead - Plastic | No | 1987 | 1 inch | Installation date after lead ban | No | Visual inspection at the meter |  |  | Non-Lead - Plastic | 1987 |  | Installation date after lead ban | No | visual inspection at meter | 2024-07-21 |  | Non-Lead | No | No | none | Single Family Residence | Unknown | Unknown | No
LAM, JESSICA | 4341 NW 90TH TER | 37688929 | No | No | Non-Lead - Plastic | No | 1987 | 1 inch | Installation date after lead ban | No | Visual inspection at the meter |  |  | Non-Lead - Plastic | 1987 |  | Installation date after lead ban | No | visual inspection at meter | 2024-07-21 |  | Non-Lead | No | No | none | Single Family Residence | Unknown | Unknown | No
LAM, JESSICA | 4341 NW 90TH TER | 38569829 | No | No | Non-Lead - Plastic | No | 1987 | 1 inch | Installation date after lead ban | No | Visual inspection at the meter |  |  | Non-Lead - Plastic | 1987 |  | Installation date after lead ban | No | visual inspection at meter | 2024-07-21 |  | Non-Lead | No | No | none | Single Family Residence | Unknown | Unknown | No
KEN LAING, KIMBERLY HUE-LAING AND | 4363 NW 90TH TER | 54694682 | No | No | Non-Lead - Plastic | No | 1987 | 1 inch | Installation date after lead ban | No | Visual inspection at the meter |  |  | Non-Lead - Plastic | 1987 |  | Installation date after lead ban | No | visual inspection at meter | 2024-07-21 |  | Non-Lead | No | No | none | Single Family Residence | Unknown | Unknown | No
KEN LAING, KIMBERLY HUE-LAING AND | 4363 NW 90TH TER | 34215180 | No | No | Non-Lead - Plastic | No | 1987 | 1 inch | Installation date after lead ban | No | Visual inspection at the meter |  |  | Non-Lead - Plastic | 1987 |  | Installation date after lead ban | No | visual inspection at meter | 2024-07-21 |  | Non-Lead | No | No | none | Single Family Residence | Unknown | Unknown | No
Integrity Property Management, | 8661 NW 44TH CT | 33792827 | No | No | Non-Lead - Plastic | No | 1987 | 1 inch | Installation date after lead ban | No | Visual inspection at the meter |  |  | Non-Lead - Plastic | 1987 |  | Installation date after lead ban | No | visual inspection at meter | 2024-07-21 |  | Non-Lead | No | No | none | Single Family Residence | Unknown | Unknown | No
Cherian, Jobi | 4399 NW 85TH WAY | 33761095 | No | No | Non-Lead - Plastic | No | 1987 | 1 inch | Installation date after lead ban | No | Visual inspection at the meter |  |  | Non-Lead - Plastic | 1987 |  | Installation date after lead ban | No | visual inspection at meter | 2024-07-21 |  | Non-Lead | No | No | none | Single Family Residence | Unknown | Unknown | No
Cherian, Jobi | 4399 NW 85TH WAY | 33645087 | No | No | Non-Lead - Plastic | No | 1987 | 1 inch | Installation date after lead ban | No | Visual inspection at the meter |  |  | Non-Lead - Plastic | 1987 |  | Installation date after lead ban | No | visual inspection at meter | 2024-07-21 |  | Non-Lead | No | No | none | Single Family Residence | Unknown | Unknown | No
Colfin AH-Florida 7, LLC, | 4377 NW 85TH WAY | 33836843 | No | No | Non-Lead - Plastic | No | 1987 | 1 inch | Installation date after lead ban | No | Visual inspection at the meter |  |  | Non-Lead - Plastic | 1987 |  | Installation date after lead ban | No | visual inspection at meter | 2024-07-21 |  | Non-Lead | No | No | none | Single Family Residence | Unknown | Unknown | No
Colfin AH-Florida 7, LLC, | 4377 NW 85TH WAY | 33950257 | No | No | Non-Lead - Plastic | No | 1987 | 1 inch | Installation date after lead ban | No | Visual inspection at the meter |  |  | Non-Lead - Plastic | 1987 |  | Installation date after lead ban | No | visual inspection at meter | 2024-07-21 |  | Non-Lead | No | No | none | Single Family Residence | Unknown | Unknown | No
Churchill, Mark | 8605 NW 43RD CT | 39170724 | No | No | Non-Lead - Plastic | No | 1987 | 1 inch | Installation date after lead ban | No | Visual inspection at the meter |  |  | Non-Lead - Plastic | 1987 |  | Installation date after lead ban | No | visual inspection at meter | 2024-07-21 |  | Non-Lead | No | No | none | Single Family Residence | Unknown | Unknown | No
Churchill, Mark | 8605 NW 43RD CT | 39170725 | No | No | Non-Lead - Plastic | No | 1987 | 1 inch | Installation date after lead ban | No | Visual inspection at the meter |  |  | Non-Lead - Plastic | 1987 |  | Installation date after lead ban | No | visual inspection at meter | 2024-07-21 |  | Non-Lead | No | No | none | Single Family Residence | Unknown | Unknown | No
Palmisciano, | 8617 NW 43RD CT | 33761109 | No | No | Non-Lead - Plastic | No | 1987 | 1 inch | Installation date after lead ban | No | Visual inspection at the meter |  |  | Non-Lead - Plastic | 1987 |  | Installation date after lead ban | No | visual inspection at meter | 2024-07-21 |  | Non-Lead | No | No | none | Single Family Residence | Unknown | Unknown | No
Palmisciano, | 8617 NW 43RD CT | 33761093 | No | No | Non-Lead - Plastic | No | 1987 | 1 inch | Installation date after lead ban | No | Visual inspection at the meter |  |  | Non-Lead - Plastic | 1987 |  | Installation date after lead ban | No | visual inspection at meter | 2024-07-21 |  | Non-Lead | No | No | none | Single Family Residence | Unknown | Unknown | No
Qureshi, Muhammad | 8649 NW 43RD CT | 54694690 | No | No | Non-Lead - Plastic | No | 1987 | 1 inch | Installation date after lead ban | No | Visual inspection at the meter |  |  | Non-Lead - Plastic | 1987 |  | Installation date after lead ban | No | visual inspection at meter | 2024-07-21 |  | Non-Lead | No | No | none | Single Family Residence | Unknown | Unknown | No
Qureshi, Muhammad | 8649 NW 43RD CT | 33761107 | No | No | Non-Lead - Plastic | No | 1987 | 1 inch | Installation date after lead ban | No | Visual inspection at the meter |  |  | Non-Lead - Plastic | 1987 |  | Installation date after lead ban | No | visual inspection at meter | 2024-07-21 |  | Non-Lead | No | No | none | Single Family Residence | Unknown | Unknown | No
ELIAS, KATE & CRAIG | 8661 NW 43RD CT | 33761092 | No | No | Non-Lead - Plastic | No | 1987 | 1 inch | Installation date after lead ban | No | Visual inspection at the meter |  |  | Non-Lead - Plastic | 1987 |  | Installation date after lead ban | No | visual inspection at meter | 2024-07-21 |  | Non-Lead | No | No | none | Single Family Residence | Unknown | Unknown | No
ELIAS, KATE & CRAIG | 8661 NW 43RD CT | 33761091 | No | No | Non-Lead - Plastic | No | 1987 | 1 inch | Installation date after lead ban | No | Visual inspection at the meter |  |  | Non-Lead - Plastic | 1987 |  | Installation date after lead ban | No | visual inspection at meter | 2024-07-21 |  | Non-Lead | No | No | none | Single Family Residence | Unknown | Unknown | No
LONG, RICHARD | 8675 NW 43RD CT | 37713003 | No | No | Non-Lead - Plastic | No | 1987 | 1 inch | Installation date after lead ban | No | Visual inspection at the meter |  |  | Non-Lead - Plastic | 1987 |  | Installation date after lead ban | No | visual inspection at meter | 2024-07-21 |  | Non-Lead | No | No | none | Single Family Residence | Unknown | Unknown | No
LONG, RICHARD | 8675 NW 43RD CT | 37713004 | No | No | Non-Lead - Plastic | No | 1987 | 1 inch | Installation date after lead ban | No | Visual inspection at the meter |  |  | Non-Lead - Plastic | 1987 |  | Installation date after lead ban | No | visual inspection at meter | 2024-07-21 |  | Non-Lead | No | No | none | Single Family Residence | Unknown | Unknown | No
CADESCA, JULINE | 8687 NW 43RD CT | 39590310 | No | No | Non-Lead - Plastic | No | 1987 | 1 inch | Installation date after lead ban | No | Visual inspection at the meter |  |  | Non-Lead - Plastic | 1987 |  | Installation date after lead ban | No | visual inspection at meter | 2024-07-21 |  | Non-Lead | No | No | none | Single Family Residence | Unknown | Unknown | No
CADESCA, JULINE | 8687 NW 43RD CT | 39590311 | No | No | Non-Lead - Plastic | No | 1987 | 1 inch | Installation date after lead ban | No | Visual inspection at the meter |  |  | Non-Lead - Plastic | 1987 |  | Installation date after lead ban | No | visual inspection at meter | 2024-07-21 |  | Non-Lead | No | No | none | Single Family Residence | Unknown | Unknown | No
PIQUION, RAY | 8688 NW 43RD CT | 40428635 | No | No | Non-Lead - Plastic | No | 1987 | 1 inch | Installation date after lead ban | No | Visual inspection at the meter |  |  | Non-Lead - Plastic | 1987 |  | Installation date after lead ban | No | visual inspection at meter | 2024-07-21 |  | Non-Lead | No | No | none | Single Family Residence | Unknown | Unknown | No
PIQUION, RAY | 8688 NW 43RD CT | 40428636 | No | No | Non-Lead - Plastic | No | 1987 | 1 inch | Installation date after lead ban | No | Visual inspection at the meter |  |  | Non-Lead - Plastic | 1987 |  | Installation date after lead ban | No | visual inspection at meter | 2024-07-21 |  | Non-Lead | No | No | none | Single Family Residence | Unknown | Unknown | No
KHAN, MATEEM | 8656 NW 43RD CT | 33421077 | No | No | Non-Lead - Plastic | No | 1987 | 1 inch | Installation date after lead ban | No | Visual inspection at the meter |  |  | Non-Lead - Plastic | 1987 |  | Installation date after lead ban | No | visual inspection at meter | 2024-07-21 |  | Non-Lead | No | No | none | Single Family Residence | Unknown | Unknown | No
KHAN, MATEEM | 8656 NW 43RD CT | 33761096 | No | No | Non-Lead - Plastic | No | 1987 | 1 inch | Installation date after lead ban | No | Visual inspection at the meter |  |  | Non-Lead - Plastic | 1987 |  | Installation date after lead ban | No | visual inspection at meter | 2024-07-21 |  | Non-Lead | No | No | none | Single Family Residence | Unknown | Unknown | No
ERNEWEIN, SUSAN & GREGORY | 8644 NW 43RD CT | 33368766 | No | No | Non-Lead - Plastic | No | 1987 | 1 inch | Installation date after lead ban | No | Visual inspection at the meter |  |  | Non-Lead - Plastic | 1987 |  | Installation date after lead ban | No | visual inspection at meter | 2024-07-21 |  | Non-Lead | No | No | none | Single Family Residence | Unknown | Unknown | No
ERNEWEIN, SUSAN & GREGORY | 8644 NW 43RD CT | 33761090 | No | No | Non-Lead - Plastic | No | 1987 | 1 inch | Installation date after lead ban | No | Visual inspection at the meter |  |  | Non-Lead - Plastic | 1987 |  | Installation date after lead ban | No | visual inspection at meter | 2024-07-21 |  | Non-Lead | No | No | none | Single Family Residence | Unknown | Unknown | No
Caporella, Mya | 8622 NW 43RD CT | 52805701 | No | No | Non-Lead - Plastic | No | 1987 | 1 inch | Installation date after lead ban | No | Visual inspection at the meter |  |  | Non-Lead - Plastic | 1987 |  | Installation date after lead ban | No | visual inspection at meter | 2024-07-21 |  | Non-Lead | No | No | none | Single Family Residence | Unknown | Unknown | No
Caporella, Mya | 8622 NW 43RD CT | 33761089 | No | No | Non-Lead - Plastic | No | 1987 | 1 inch | Installation date after lead ban | No | Visual inspection at the meter |  |  | Non-Lead - Plastic | 1987 |  | Installation date after lead ban | No | visual inspection at meter | 2024-07-21 |  | Non-Lead | No | No | none | Single Family Residence | Unknown | Unknown | No
ZELCER, NIGEL | 8600 NW 43RD CT | 33368764 | No | No | Non-Lead - Plastic | No | 1987 | 1 inch | Installation date after lead ban | No | Visual inspection at the meter |  |  | Non-Lead - Plastic | 1987 |  | Installation date after lead ban | No | visual inspection at meter | 2024-07-21 |  | Non-Lead | No | No | none | Single Family Residence | Unknown | Unknown | No
ZELCER, NIGEL | 8600 NW 43RD CT | 54694688 | No | No | Non-Lead - Plastic | No | 1987 | 1 inch | Installation date after lead ban | No | Visual inspection at the meter |  |  | Non-Lead - Plastic | 1987 |  | Installation date after lead ban | No | visual inspection at meter | 2024-07-21 |  | Non-Lead | No | No | none | Single Family Residence | Unknown | Unknown | No
Fischer, Debra | 8588 NW 43RD CT | 38533312 | No | No | Non-Lead - Plastic | No | 1987 | 1 inch | Installation date after lead ban | No | Visual inspection at the meter |  |  | Non-Lead - Plastic | 1987 |  | Installation date after lead ban | No | visual inspection at meter | 2024-07-21 |  | Non-Lead | No | No | none | Single Family Residence | Unknown | Unknown | No
Fischer, Debra | 8588 NW 43RD CT | 38533313 | No | No | Non-Lead - Plastic | No | 1987 | 1 inch | Installation date after lead ban | No | Visual inspection at the meter |  |  | Non-Lead - Plastic | 1987 |  | Installation date after lead ban | No | visual inspection at meter | 2024-07-21 |  | Non-Lead | No | No | none | Single Family Residence | Unknown | Unknown | No
DORCE, ALEXANDRA & RONALD | 8566 NW 43RD CT | 34215200 | No | No | Non-Lead - Plastic | No | 1987 | 1 inch | Installation date after lead ban | No | Visual inspection at the meter |  |  | Non-Lead - Plastic | 1987 |  | Installation date after lead ban | No | visual inspection at meter | 2024-07-21 |  | Non-Lead | No | No | none | Single Family Residence | Unknown | Unknown | No
DORCE, ALEXANDRA & RONALD | 8566 NW 43RD CT | 34215186 | No | No | Non-Lead - Plastic | No | 1987 | 1 inch | Installation date after lead ban | No | Visual inspection at the meter |  |  | Non-Lead - Plastic | 1987 |  | Installation date after lead ban | No | visual inspection at meter | 2024-07-21 |  | Non-Lead | No | No | none | Single Family Residence | Unknown | Unknown | No
Sabga, Dianne | 8544 NW 43RD CT | 34215203 | No | No | Non-Lead - Plastic | No | 1987 | 1 inch | Installation date after lead ban | No | Visual inspection at the meter |  |  | Non-Lead - Plastic | 1987 |  | Installation date after lead ban | No | visual inspection at meter | 2024-07-21 |  | Non-Lead | No | No | none | Single Family Residence | Unknown | Unknown | No
Sabga, Dianne | 8544 NW 43RD CT | 34215204 | No | No | Non-Lead - Plastic | No | 1987 | 1 inch | Installation date after lead ban | No | Visual inspection at the meter |  |  | Non-Lead - Plastic | 1987 |  | Installation date after lead ban | No | visual inspection at meter | 2024-07-21 |  | Non-Lead | No | No | none | Single Family Residence | Unknown | Unknown | No
Guerra, Phillip | 8522 NW 43RD CT | 33836848 | No | No | Non-Lead - Plastic | No | 1987 | 1 inch | Installation date after lead ban | No | Visual inspection at the meter |  |  | Non-Lead - Plastic | 1987 |  | Installation date after lead ban | No | visual inspection at meter | 2024-07-21 |  | Non-Lead | No | No | none | Single Family Residence | Unknown | Unknown | No
Guerra, Phillip | 8522 NW 43RD CT | 33650537 | No | No | Non-Lead - Plastic | No | 1987 | 1 inch | Installation date after lead ban | No | Visual inspection at the meter |  |  | Non-Lead - Plastic | 1987 |  | Installation date after lead ban | No | visual inspection at meter | 2024-07-21 |  | Non-Lead | No | No | none | Single Family Residence | Unknown | Unknown | No
Kudenejeva, Anna and Stanley | 8500 NW 43RD CT | 37688933 | No | No | Non-Lead - Plastic | No | 1987 | 1 inch | Installation date after lead ban | No | Visual inspection at the meter |  |  | Non-Lead - Plastic | 1987 |  | Installation date after lead ban | No | visual inspection at meter | 2024-07-21 |  | Non-Lead | No | No | none | Single Family Residence | Unknown | Unknown | No
Kudenejeva, Anna and Stanley | 8500 NW 43RD CT | 37688934 | No | No | Non-Lead - Plastic | No | 1987 | 1 inch | Installation date after lead ban | No | Visual inspection at the meter |  |  | Non-Lead - Plastic | 1987 |  | Installation date after lead ban | No | visual inspection at meter | 2024-07-21 |  | Non-Lead | No | No | none | Single Family Residence | Unknown | Unknown | No
LOZITO, ELAINE | 8521 NW 43RD CT | 34382011 | No | No | Non-Lead - Plastic | No | 1987 | 1 inch | Installation date after lead ban | No | Visual inspection at the meter |  |  | Non-Lead - Plastic | 1987 |  | Installation date after lead ban | No | visual inspection at meter | 2024-07-21 |  | Non-Lead | No | No | none | Single Family Residence | Unknown | Unknown | No
LOZITO, ELAINE | 8521 NW 43RD CT | 34381980 | No | No | Non-Lead - Plastic | No | 1987 | 1 inch | Installation date after lead ban | No | Visual inspection at the meter |  |  | Non-Lead - Plastic | 1987 |  | Installation date after lead ban | No | visual inspection at meter | 2024-07-21 |  | Non-Lead | No | No | none | Single Family Residence | Unknown | Unknown | No
JOSEPH, HUGO AND GLADYS | 8501 NW 43RD CT | 33628897 | No | No | Non-Lead - Plastic | No | 1987 | 1 inch | Installation date after lead ban | No | Visual inspection at the meter |  |  | Non-Lead - Plastic | 1987 |  | Installation date after lead ban | No | visual inspection at meter | 2024-07-21 |  | Non-Lead | No | No | none | Single Family Residence | Unknown | Unknown | No
JOSEPH, HUGO AND GLADYS | 8501 NW 43RD CT | 33650538 | No | No | Non-Lead - Plastic | No | 1987 | 1 inch | Installation date after lead ban | No | Visual inspection at the meter |  |  | Non-Lead - Plastic | 1987 |  | Installation date after lead ban | No | visual inspection at meter | 2024-07-21 |  | Non-Lead | No | No | none | Single Family Residence | Unknown | Unknown | No
REYNOLDS, JOSHUA | 8488 NW 43RD CT | 37981895 | No | No | Non-Lead - Plastic | No | 1987 | 1 inch | Installation date after lead ban | No | Visual inspection at the meter |  |  | Non-Lead - Plastic | 1987 |  | Installation date after lead ban | No | visual inspection at meter | 2024-07-21 |  | Non-Lead | No | No | none | Single Family Residence | Unknown | Unknown | No
REYNOLDS, JOSHUA | 8488 NW 43RD CT | 37981894 | No | No | Non-Lead - Plastic | No | 1987 | 1 inch | Installation date after lead ban | No | Visual inspection at the meter |  |  | Non-Lead - Plastic | 1987 |  | Installation date after lead ban | No | visual inspection at meter | 2024-07-21 |  | Non-Lead | No | No | none | Single Family Residence | Unknown | Unknown | No
WILLIAMS, MARCUS & LATOSHA | 8491 NW 43RD CT | 54694596 | No | No | Non-Lead - Plastic | No | 1987 | 1 inch | Installation date after lead ban | No | Visual inspection at the meter |  |  | Non-Lead - Plastic | 1987 |  | Installation date after lead ban | No | visual inspection at meter | 2024-07-21 |  | Non-Lead | No | No | none | Single Family Residence | Unknown | Unknown | No
WILLIAMS, MARCUS & LATOSHA | 8491 NW 43RD CT | 38636656 | No | No | Non-Lead - Plastic | No | 1987 | 1 inch | Installation date after lead ban | No | Visual inspection at the meter |  |  | Non-Lead - Plastic | 1987 |  | Installation date after lead ban | No | visual inspection at meter | 2024-07-21 |  | Non-Lead | No | No | none | Single Family Residence | Unknown | Unknown | No
Perlow, Rachel | 8466 NW 43RD CT | 36597327 | No | No | Non-Lead - Plastic | No | 1987 | 1 inch | Installation date after lead ban | No | Visual inspection at the meter |  |  | Non-Lead - Plastic | 1987 |  | Installation date after lead ban | No | visual inspection at meter | 2024-07-21 |  | Non-Lead | No | No | none | Single Family Residence | Unknown | Unknown | No
Perlow, Rachel | 8466 NW 43RD CT | 36597326 | No | No | Non-Lead - Plastic | No | 1987 | 1 inch | Installation date after lead ban | No | Visual inspection at the meter |  |  | Non-Lead - Plastic | 1987 |  | Installation date after lead ban | No | visual inspection at meter | 2024-07-21 |  | Non-Lead | No | No | none | Single Family Residence | Unknown | Unknown | No
PANCORBO, ROBERT & LISSET | 8489 NW 43RD CT | 47099077 | No | No | Non-Lead - Plastic | No | 1987 | 1 inch | Installation date after lead ban | No | Visual inspection at the meter |  |  | Non-Lead - Plastic | 1987 |  | Installation date after lead ban | No | visual inspection at meter | 2024-07-21 |  | Non-Lead | No | No | none | Single Family Residence | Unknown | Unknown | No
PANCORBO, ROBERT & LISSET | 8489 NW 43RD CT | 34215206 | No | No | Non-Lead - Plastic | No | 1987 | 1 inch | Installation date after lead ban | No | Visual inspection at the meter |  |  | Non-Lead - Plastic | 1987 |  | Installation date after lead ban | No | visual inspection at meter | 2024-07-21 |  | Non-Lead | No | No | none | Single Family Residence | Unknown | Unknown | No
Kerr, | 8444 NW 43RD CT | 38569781 | No | No | Non-Lead - Plastic | No | 1987 | 1 inch | Installation date after lead ban | No | Visual inspection at the meter |  |  | Non-Lead - Plastic | 1987 |  | Installation date after lead ban | No | visual inspection at meter | 2024-07-21 |  | Non-Lead | No | No | none | Single Family Residence | Unknown | Unknown | No
Kerr, | 8444 NW 43RD CT | 38569780 | No | No | Non-Lead - Plastic | No | 1987 | 1 inch | Installation date after lead ban | No | Visual inspection at the meter |  |  | Non-Lead - Plastic | 1987 |  | Installation date after lead ban | No | visual inspection at meter | 2024-07-21 |  | Non-Lead | No | No | none | Single Family Residence | Unknown | Unknown | No
MIRO, DANTE & ELIZABETH | 8467 NW 43RD CT | 36329144 | No | No | Non-Lead - Plastic | No | 1987 | 1 inch | Installation date after lead ban | No | Visual inspection at the meter |  |  | Non-Lead - Plastic | 1987 |  | Installation date after lead ban | No | visual inspection at meter | 2024-07-21 |  | Non-Lead | No | No | none | Single Family Residence | Unknown | Unknown | No
MIRO, DANTE & ELIZABETH | 8467 NW 43RD CT | 36329143 | No | No | Non-Lead - Plastic | No | 1987 | 1 inch | Installation date after lead ban | No | Visual inspection at the meter |  |  | Non-Lead - Plastic | 1987 |  | Installation date after lead ban | No | visual inspection at meter | 2024-07-21 |  | Non-Lead | No | No | none | Single Family Residence | Unknown | Unknown | No
Srinivasarao, Variseri | 8422 NW 43RD CT | 38569796 | No | No | Non-Lead - Plastic | No | 1987 | 1 inch | Installation date after lead ban | No | Visual inspection at the meter |  |  | Non-Lead - Plastic | 1987 |  | Installation date after lead ban | No | visual inspection at meter | 2024-07-21 |  | Non-Lead | No | No | none | Single Family Residence | Unknown | Unknown | No
Srinivasarao, Variseri | 8422 NW 43RD CT | 38569797 | No | No | Non-Lead - Plastic | No | 1987 | 1 inch | Installation date after lead ban | No | Visual inspection at the meter |  |  | Non-Lead - Plastic | 1987 |  | Installation date after lead ban | No | visual inspection at meter | 2024-07-21 |  | Non-Lead | No | No | none | Single Family Residence | Unknown | Unknown | No
BARBOSA SENOS, LEILA DE FATIMA | 8445 NW 43RD CT | 36329160 | No | No | Non-Lead - Plastic | No | 1987 | 1 inch | Installation date after lead ban | No | Visual inspection at the meter |  |  | Non-Lead - Plastic | 1987 |  | Installation date after lead ban | No | visual inspection at meter | 2024-07-21 |  | Non-Lead | No | No | none | Single Family Residence | Unknown | Unknown | No
GEORGE, THOMAS | 8423 NW 43RD CT | 39590308 | No | No | Non-Lead - Plastic | No | 1987 | 1 inch | Installation date after lead ban | No | Visual inspection at the meter |  |  | Non-Lead - Plastic | 1987 |  | Installation date after lead ban | No | visual inspection at meter | 2024-07-21 |  | Non-Lead | No | No | none | Single Family Residence | Unknown | Unknown | No
GEORGE, THOMAS | 8423 NW 43RD CT | 39590309 | No | No | Non-Lead - Plastic | No | 1987 | 1 inch | Installation date after lead ban | No | Visual inspection at the meter |  |  | Non-Lead - Plastic | 1987 |  | Installation date after lead ban | No | visual inspection at meter | 2024-07-21 |  | Non-Lead | No | No | none | Single Family Residence | Unknown | Unknown | No
WEBER, ERIN & BRANDON | 8400 NW 43RD CT | 38569761 | No | No | Non-Lead - Plastic | No | 1987 | 1 inch | Installation date after lead ban | No | Visual inspection at the meter |  |  | Non-Lead - Plastic | 1987 |  | Installation date after lead ban | No | visual inspection at meter | 2024-07-21 |  | Non-Lead | No | No | none | Single Family Residence | Unknown | Unknown | No
WEBER, ERIN & BRANDON | 8400 NW 43RD CT | 38533290 | No | No | Non-Lead - Plastic | No | 1987 | 1 inch | Installation date after lead ban | No | Visual inspection at the meter |  |  | Non-Lead - Plastic | 1987 |  | Installation date after lead ban | No | visual inspection at meter | 2024-07-21 |  | Non-Lead | No | No | none | Single Family Residence | Unknown | Unknown | No
Shapiro, Daniel | 8401 NW 43RD CT | 52244882 | No | No | Non-Lead - Plastic | No | 1987 | 1 inch | Installation date after lead ban | No | Visual inspection at the meter |  |  | Non-Lead - Plastic | 1987 |  | Installation date after lead ban | No | visual inspection at meter | 2024-07-21 |  | Non-Lead | No | No | none | Single Family Residence | Unknown | Unknown | No
Shapiro, Daniel | 8401 NW 43RD CT | 36839761 | No | No | Non-Lead - Plastic | No | 1987 | 1 inch | Installation date after lead ban | No | Visual inspection at the meter |  |  | Non-Lead - Plastic | 1987 |  | Installation date after lead ban | No | visual inspection at meter | 2024-07-21 |  | Non-Lead | No | No | none | Single Family Residence | Unknown | Unknown | No
BRICE, ROBERT AND SUZANNE | 4324 NW 83RD LN | 33761099 | No | No | Non-Lead - Plastic | No | 1987 | 1 inch | Installation date after lead ban | No | Visual inspection at the meter |  |  | Non-Lead - Plastic | 1987 |  | Installation date after lead ban | No | visual inspection at meter | 2024-07-21 |  | Non-Lead | No | No | none | Single Family Residence | Unknown | Unknown | No
BRICE, ROBERT AND SUZANNE | 4324 NW 83RD LN | 33761097 | No | No | Non-Lead - Plastic | No | 1987 | 1 inch | Installation date after lead ban | No | Visual inspection at the meter |  |  | Non-Lead - Plastic | 1987 |  | Installation date after lead ban | No | visual inspection at meter | 2024-07-21 |  | Non-Lead | No | No | none | Single Family Residence | Unknown | Unknown | No
SRITHARAN, SAIVANATHAN | 4312 NW 83RD LN | 39170716 | No | No | Non-Lead - Plastic | No | 1987 | 1 inch | Installation date after lead ban | No | Visual inspection at the meter |  |  | Non-Lead - Plastic | 1987 |  | Installation date after lead ban | No | visual inspection at meter | 2024-07-21 |  | Non-Lead | No | No | none | Single Family Residence | Unknown | Unknown | No
SRITHARAN, SAIVANATHAN | 4312 NW 83RD LN | 39170717 | No | No | Non-Lead - Plastic | No | 1987 | 1 inch | Installation date after lead ban | No | Visual inspection at the meter |  |  | Non-Lead - Plastic | 1987 |  | Installation date after lead ban | No | visual inspection at meter | 2024-07-21 |  | Non-Lead | No | No | none | Single Family Residence | Unknown | Unknown | No
Sheiner, Leonard | 8347 NW 43RD ST | 39590209 | No | No | Non-Lead - Plastic | No | 1987 | 1 inch | Installation date after lead ban | No | Visual inspection at the meter |  |  | Non-Lead - Plastic | 1987 |  | Installation date after lead ban | No | visual inspection at meter | 2024-07-21 |  | Non-Lead | No | No | none | Single Family Residence | Unknown | Unknown | No
Sheiner, Leonard | 8347 NW 43RD ST | 39590210 | No | No | Non-Lead - Plastic | No | 1987 | 1 inch | Installation date after lead ban | No | Visual inspection at the meter |  |  | Non-Lead - Plastic | 1987 |  | Installation date after lead ban | No | visual inspection at meter | 2024-07-21 |  | Non-Lead | No | No | none | Single Family Residence | Unknown | Unknown | No
Findeisen, | 8347 NW 44TH ST | 38569844 | No | No | Non-Lead - Plastic | No | 1987 | 1 inch | Installation date after lead ban | No | Visual inspection at the meter |  |  | Non-Lead - Plastic | 1987 |  | Installation date after lead ban | No | visual inspection at meter | 2024-07-21 |  | Non-Lead | No | No | none | Single Family Residence | Unknown | Unknown | No
GIL-MORENO, MARIA | 8341 NW 43RD ST | 34382012 | No | No | Non-Lead - Plastic | No | 1987 | 1 inch | Installation date after lead ban | No | Visual inspection at the meter |  |  | Non-Lead - Plastic | 1987 |  | Installation date after lead ban | No | visual inspection at meter | 2024-07-21 |  | Non-Lead | No | No | none | Single Family Residence | Unknown | Unknown | No
GIL-MORENO, MARIA | 8341 NW 43RD ST | 34382013 | No | No | Non-Lead - Plastic | No | 1987 | 1 inch | Installation date after lead ban | No | Visual inspection at the meter |  |  | Non-Lead - Plastic | 1987 |  | Installation date after lead ban | No | visual inspection at meter | 2024-07-21 |  | Non-Lead | No | No | none | Single Family Residence | Unknown | Unknown | No
SYLVIA MARINO, TIMOTHY SANGBUSH & | 8319 NW 43RD ST | 38569794 | No | No | Non-Lead - Plastic | No | 1987 | 1 inch | Installation date after lead ban | No | Visual inspection at the meter |  |  | Non-Lead - Plastic | 1987 |  | Installation date after lead ban | No | visual inspection at meter | 2024-07-21 |  | Non-Lead | No | No | none | Single Family Residence | Unknown | Unknown | No
SYLVIA MARINO, TIMOTHY SANGBUSH & | 8319 NW 43RD ST | 38569795 | No | No | Non-Lead - Plastic | No | 1987 | 1 inch | Installation date after lead ban | No | Visual inspection at the meter |  |  | Non-Lead - Plastic | 1987 |  | Installation date after lead ban | No | visual inspection at meter | 2024-07-21 |  | Non-Lead | No | No | none | Single Family Residence | Unknown | Unknown | No
Day, Daniel | 8307 NW 43RD ST | 39590328 | No | No | Non-Lead - Plastic | No | 1987 | 1 inch | Installation date after lead ban | No | Visual inspection at the meter |  |  | Non-Lead - Plastic | 1987 |  | Installation date after lead ban | No | visual inspection at meter | 2024-07-21 |  | Non-Lead | No | No | none | Single Family Residence | Unknown | Unknown | No
Day, Daniel | 8307 NW 43RD ST | 39590329 | No | No | Non-Lead - Plastic | No | 1987 | 1 inch | Installation date after lead ban | No | Visual inspection at the meter |  |  | Non-Lead - Plastic | 1987 |  | Installation date after lead ban | No | visual inspection at meter | 2024-07-21 |  | Non-Lead | No | No | none | Single Family Residence | Unknown | Unknown | No
RIVER ROCK RESOURCES LLC, | 8275 NW 43RD ST | 39590312 | No | No | Non-Lead - Plastic | No | 1987 | 1 inch | Installation date after lead ban | No | Visual inspection at the meter |  |  | Non-Lead - Plastic | 1987 |  | Installation date after lead ban | No | visual inspection at meter | 2024-07-21 |  | Non-Lead | No | No | none | Single Family Residence | Unknown | Unknown | No
RIVER ROCK RESOURCES LLC, | 8275 NW 43RD ST | 39590313 | No | No | Non-Lead - Plastic | No | 1987 | 1 inch | Installation date after lead ban | No | Visual inspection at the meter |  |  | Non-Lead - Plastic | 1987 |  | Installation date after lead ban | No | visual inspection at meter | 2024-07-21 |  | Non-Lead | No | No | none | Single Family Residence | Unknown | Unknown | No
Schott, Diana | 8251 NW 43RD ST | 38569824 | No | No | Non-Lead - Plastic | No | 1987 | 1 inch | Installation date after lead ban | No | Visual inspection at the meter |  |  | Non-Lead - Plastic | 1987 |  | Installation date after lead ban | No | visual inspection at meter | 2024-07-21 |  | Non-Lead | No | No | none | Single Family Residence | Unknown | Unknown | No
Schott, Diana | 8251 NW 43RD ST | 38569825 | No | No | Non-Lead - Plastic | No | 1987 | 1 inch | Installation date after lead ban | No | Visual inspection at the meter |  |  | Non-Lead - Plastic | 1987 |  | Installation date after lead ban | No | visual inspection at meter | 2024-07-21 |  | Non-Lead | No | No | none | Single Family Residence | Unknown | Unknown | No
DeBolt, Christopher | 8240 NW 43RD ST | 37688925 | No | No | Non-Lead - Plastic | No | 1987 | 1 inch | Installation date after lead ban | No | Visual inspection at the meter |  |  | Non-Lead - Plastic | 1987 |  | Installation date after lead ban | No | visual inspection at meter | 2024-07-21 |  | Non-Lead | No | No | none | Single Family Residence | Unknown | Unknown | No
DeBolt, Christopher | 8240 NW 43RD ST | 38569774 | No | No | Non-Lead - Plastic | No | 1987 | 1 inch | Installation date after lead ban | No | Visual inspection at the meter |  |  | Non-Lead - Plastic | 1987 |  | Installation date after lead ban | No | visual inspection at meter | 2024-07-21 |  | Non-Lead | No | No | none | Single Family Residence | Unknown | Unknown | No
Metzgar, EDWARD | 8262 NW 43RD ST | 52805693 | No | No | Non-Lead - Plastic | No | 1987 | 1 inch | Installation date after lead ban | No | Visual inspection at the meter |  |  | Non-Lead - Plastic | 1987 |  | Installation date after lead ban | No | visual inspection at meter | 2024-07-21 |  | Non-Lead | No | No | none | Single Family Residence | Unknown | Unknown | No
Metzgar, EDWARD | 8262 NW 43RD ST | 52805694 | No | No | Non-Lead - Plastic | No | 1987 | 1 inch | Installation date after lead ban | No | Visual inspection at the meter |  |  | Non-Lead - Plastic | 1987 |  | Installation date after lead ban | No | visual inspection at meter | 2024-07-21 |  | Non-Lead | No | No | none | Single Family Residence | Unknown | Unknown | No
Naji, Iad | 8300 NW 43RD ST | 47099046 | No | No | Non-Lead - Plastic | No | 1987 | 1 inch | Installation date after lead ban | No | Visual inspection at the meter |  |  | Non-Lead - Plastic | 1987 |  | Installation date after lead ban | No | visual inspection at meter | 2024-07-21 |  | Non-Lead | No | No | none | Single Family Residence | Unknown | Unknown | No
Naji, Iad | 8300 NW 43RD ST | 47099048 | No | No | Non-Lead - Plastic | No | 1987 | 1 inch | Installation date after lead ban | No | Visual inspection at the meter |  |  | Non-Lead - Plastic | 1987 |  | Installation date after lead ban | No | visual inspection at meter | 2024-07-21 |  | Non-Lead | No | No | none | Single Family Residence | Unknown | Unknown | No
Shazier, Vernon and Shawn | 8322 NW 43RD ST | 38569776 | No | No | Non-Lead - Plastic | No | 1987 | 1 inch | Installation date after lead ban | No | Visual inspection at the meter |  |  | Non-Lead - Plastic | 1987 |  | Installation date after lead ban | No | visual inspection at meter | 2024-07-21 |  | Non-Lead | No | No | none | Single Family Residence | Unknown | Unknown | No
Shazier, Vernon and Shawn | 8322 NW 43RD ST | 38569777 | No | No | Non-Lead - Plastic | No | 1987 | 1 inch | Installation date after lead ban | No | Visual inspection at the meter |  |  | Non-Lead - Plastic | 1987 |  | Installation date after lead ban | No | visual inspection at meter | 2024-07-21 |  | Non-Lead | No | No | none | Single Family Residence | Unknown | Unknown | No
LEE, KHUYEN | 8344 NW 43RD ST | 39170732 | No | No | Non-Lead - Plastic | No | 1987 | 1 inch | Installation date after lead ban | No | Visual inspection at the meter |  |  | Non-Lead - Plastic | 1987 |  | Installation date after lead ban | No | visual inspection at meter | 2024-07-21 |  | Non-Lead | No | No | none | Single Family Residence | Unknown | Unknown | No
LEE, KHUYEN | 8344 NW 43RD ST | 39170733 | No | No | Non-Lead - Plastic | No | 1987 | 1 inch | Installation date after lead ban | No | Visual inspection at the meter |  |  | Non-Lead - Plastic | 1987 |  | Installation date after lead ban | No | visual inspection at meter | 2024-07-21 |  | Non-Lead | No | No | none | Single Family Residence | Unknown | Unknown | No
CROUCH, CHRISS | 8366 NW 43RD ST | 39590292 | No | No | Non-Lead - Plastic | No | 1987 | 1 inch | Installation date after lead ban | No | Visual inspection at the meter |  |  | Non-Lead - Plastic | 1987 |  | Installation date after lead ban | No | visual inspection at meter | 2024-07-21 |  | Non-Lead | No | No | none | Single Family Residence | Unknown | Unknown | No
CROUCH, CHRISS | 8366 NW 43RD ST | 39590293 | No | No | Non-Lead - Plastic | No | 1987 | 1 inch | Installation date after lead ban | No | Visual inspection at the meter |  |  | Non-Lead - Plastic | 1987 |  | Installation date after lead ban | No | visual inspection at meter | 2024-07-21 |  | Non-Lead | No | No | none | Single Family Residence | Unknown | Unknown | No
Lang, Linda | 4300 NW 83RD LN | 38569854 | No | No | Non-Lead - Plastic | No | 1987 | 1 inch | Installation date after lead ban | No | Visual inspection at the meter |  |  | Non-Lead - Plastic | 1987 |  | Installation date after lead ban | No | visual inspection at meter | 2024-07-21 |  | Non-Lead | No | No | none | Single Family Residence | Unknown | Unknown | No
Lang, Linda | 4300 NW 83RD LN | 38569814 | No | No | Non-Lead - Plastic | No | 1987 | 1 inch | Installation date after lead ban | No | Visual inspection at the meter |  |  | Non-Lead - Plastic | 1987 |  | Installation date after lead ban | No | visual inspection at meter | 2024-07-21 |  | Non-Lead | No | No | none | Single Family Residence | Unknown | Unknown | No
DRAC, RADOVAN | 4288 NW 83RD LN | 38569816 | No | No | Non-Lead - Plastic | No | 1987 | 1 inch | Installation date after lead ban | No | Visual inspection at the meter |  |  | Non-Lead - Plastic | 1987 |  | Installation date after lead ban | No | visual inspection at meter | 2024-07-21 |  | Non-Lead | No | No | none | Single Family Residence | Unknown | Unknown | No
DRAC, RADOVAN | 4288 NW 83RD LN | 38569855 | No | No | Non-Lead - Plastic | No | 1987 | 1 inch | Installation date after lead ban | No | Visual inspection at the meter |  |  | Non-Lead - Plastic | 1987 |  | Installation date after lead ban | No | visual inspection at meter | 2024-07-21 |  | Non-Lead | No | No | none | Single Family Residence | Unknown | Unknown | No
KRAUT, MARK | 4266 NW 83RD LN | 38569778 | No | No | Non-Lead - Plastic | No | 1987 | 1 inch | Installation date after lead ban | No | Visual inspection at the meter |  |  | Non-Lead - Plastic | 1987 |  | Installation date after lead ban | No | visual inspection at meter | 2024-07-21 |  | Non-Lead | No | No | none | Single Family Residence | Unknown | Unknown | No
KRAUT, MARK | 4266 NW 83RD LN | 38569779 | No | No | Non-Lead - Plastic | No | 1987 | 1 inch | Installation date after lead ban | No | Visual inspection at the meter |  |  | Non-Lead - Plastic | 1987 |  | Installation date after lead ban | No | visual inspection at meter | 2024-07-21 |  | Non-Lead | No | No | none | Single Family Residence | Unknown | Unknown | No
KIVITT, FRANCESCA | 4325 NW 83RD LN | 47099051 | No | No | Non-Lead - Plastic | No | 1987 | 1 inch | Installation date after lead ban | No | Visual inspection at the meter |  |  | Non-Lead - Plastic | 1987 |  | Installation date after lead ban | No | visual inspection at meter | 2024-07-21 |  | Non-Lead | No | No | none | Single Family Residence | Unknown | Unknown | No
KIVITT, FRANCESCA | 4325 NW 83RD LN | 47099041 | No | No | Non-Lead - Plastic | No | 1987 | 1 inch | Installation date after lead ban | No | Visual inspection at the meter |  |  | Non-Lead - Plastic | 1987 |  | Installation date after lead ban | No | visual inspection at meter | 2024-07-21 |  | Non-Lead | No | No | none | Single Family Residence | Unknown | Unknown | No
HOMICIL, BRANTANIQUE & SAMUEL | 4245 NW 83RD LN | 39590317 | No | No | Non-Lead - Plastic | No | 1987 | 1 inch | Installation date after lead ban | No | Visual inspection at the meter |  |  | Non-Lead - Plastic | 1987 |  | Installation date after lead ban | No | visual inspection at meter | 2024-07-21 |  | Non-Lead | No | No | none | Single Family Residence | Unknown | Unknown | No
HOMICIL, BRANTANIQUE & SAMUEL | 4245 NW 83RD LN | 51146228 | No | No | Non-Lead - Plastic | No | 1987 | 1 inch | Installation date after lead ban | No | Visual inspection at the meter |  |  | Non-Lead - Plastic | 1987 |  | Installation date after lead ban | No | visual inspection at meter | 2024-07-21 |  | Non-Lead | No | No | none | Single Family Residence | Unknown | Unknown | No
LARSON, NATHAN & KRISTA | 4223 NW 83RD LN | 39101417 | No | No | Non-Lead - Plastic | No | 1987 | 1 inch | Installation date after lead ban | No | Visual inspection at the meter |  |  | Non-Lead - Plastic | 1987 |  | Installation date after lead ban | No | visual inspection at meter | 2024-07-21 |  | Non-Lead | No | No | none | Single Family Residence | Unknown | Unknown | No
LARSON, NATHAN & KRISTA | 4223 NW 83RD LN | 39101416 | No | No | Non-Lead - Plastic | No | 1987 | 1 inch | Installation date after lead ban | No | Visual inspection at the meter |  |  | Non-Lead - Plastic | 1987 |  | Installation date after lead ban | No | visual inspection at meter | 2024-07-21 |  | Non-Lead | No | No | none | Single Family Residence | Unknown | Unknown | No
CRANDALL, GEORGETTE | 4244 NW 83RD LN | 39170726 | No | No | Non-Lead - Plastic | No | 1987 | 1 inch | Installation date after lead ban | No | Visual inspection at the meter |  |  | Non-Lead - Plastic | 1987 |  | Installation date after lead ban | No | visual inspection at meter | 2024-07-21 |  | Non-Lead | No | No | none | Single Family Residence | Unknown | Unknown | No
CRANDALL, GEORGETTE | 4244 NW 83RD LN | 39170727 | No | No | Non-Lead - Plastic | No | 1987 | 1 inch | Installation date after lead ban | No | Visual inspection at the meter |  |  | Non-Lead - Plastic | 1987 |  | Installation date after lead ban | No | visual inspection at meter | 2024-07-21 |  | Non-Lead | No | No | none | Single Family Residence | Unknown | Unknown | No
HOOVER, RANDALL | 4211 NW 83RD LN | 38569834 | No | No | Non-Lead - Plastic | No | 1987 | 1 inch | Installation date after lead ban | No | Visual inspection at the meter |  |  | Non-Lead - Plastic | 1987 |  | Installation date after lead ban | No | visual inspection at meter | 2024-07-21 |  | Non-Lead | No | No | none | Single Family Residence | Unknown | Unknown | No
HOOVER, RANDALL | 4211 NW 83RD LN | 38569835 | No | No | Non-Lead - Plastic | No | 1987 | 1 inch | Installation date after lead ban | No | Visual inspection at the meter |  |  | Non-Lead - Plastic | 1987 |  | Installation date after lead ban | No | visual inspection at meter | 2024-07-21 |  | Non-Lead | No | No | none | Single Family Residence | Unknown | Unknown | No
JOSEPH, JUBIN | 4199 NW 83RD LN | 33645085 | No | No | Non-Lead - Plastic | No | 1987 | 1 inch | Installation date after lead ban | No | Visual inspection at the meter |  |  | Non-Lead - Plastic | 1987 |  | Installation date after lead ban | No | visual inspection at meter | 2024-07-21 |  | Non-Lead | No | No | none | Single Family Residence | Unknown | Unknown | No
JOSEPH, JUBIN | 4199 NW 83RD LN | 33950246 | No | No | Non-Lead - Plastic | No | 1987 | 1 inch | Installation date after lead ban | No | Visual inspection at the meter |  |  | Non-Lead - Plastic | 1987 |  | Installation date after lead ban | No | visual inspection at meter | 2024-07-21 |  | Non-Lead | No | No | none | Single Family Residence | Unknown | Unknown | No
BRETT, JACOB & TONYA | 4222 NW 83RD LN | 34215189 | No | No | Non-Lead - Plastic | No | 1987 | 1 inch | Installation date after lead ban | No | Visual inspection at the meter |  |  | Non-Lead - Plastic | 1987 |  | Installation date after lead ban | No | visual inspection at meter | 2024-07-21 |  | Non-Lead | No | No | none | Single Family Residence | Unknown | Unknown | No
BRETT, JACOB & TONYA | 4222 NW 83RD LN | 34215201 | No | No | Non-Lead - Plastic | No | 1987 | 1 inch | Installation date after lead ban | No | Visual inspection at the meter |  |  | Non-Lead - Plastic | 1987 |  | Installation date after lead ban | No | visual inspection at meter | 2024-07-21 |  | Non-Lead | No | No | none | Single Family Residence | Unknown | Unknown | No
IRURZUN, ERNESTO | 4200 NW 83RD LN | 35833293 | No | No | Non-Lead - Plastic | No | 1987 | 1 inch | Installation date after lead ban | No | Visual inspection at the meter |  |  | Non-Lead - Plastic | 1987 |  | Installation date after lead ban | No | visual inspection at meter | 2024-07-21 |  | Non-Lead | No | No | none | Single Family Residence | Unknown | Unknown | No
IRURZUN, ERNESTO | 4200 NW 83RD LN | 54694601 | No | No | Non-Lead - Plastic | No | 1987 | 1 inch | Installation date after lead ban | No | Visual inspection at the meter |  |  | Non-Lead - Plastic | 1987 |  | Installation date after lead ban | No | visual inspection at meter | 2024-07-21 |  | Non-Lead | No | No | none | Single Family Residence | Unknown | Unknown | No
Wynohradnyk, | 4177 NW 83RD LN | 36597338 | No | No | Non-Lead - Plastic | No | 1987 | 1 inch | Installation date after lead ban | No | Visual inspection at the meter |  |  | Non-Lead - Plastic | 1987 |  | Installation date after lead ban | No | visual inspection at meter | 2024-07-21 |  | Non-Lead | No | No | none | Single Family Residence | Unknown | Unknown | No
Wynohradnyk, | 4177 NW 83RD LN | 54694681 | No | No | Non-Lead - Plastic | No | 1987 | 1 inch | Installation date after lead ban | No | Visual inspection at the meter |  |  | Non-Lead - Plastic | 1987 |  | Installation date after lead ban | No | visual inspection at meter | 2024-07-21 |  | Non-Lead | No | No | none | Single Family Residence | Unknown | Unknown | No
Parker, Paul | 4155 NW 83RD LN | 54694665 | No | No | Non-Lead - Plastic | No | 1987 | 1 inch | Installation date after lead ban | No | Visual inspection at the meter |  |  | Non-Lead - Plastic | 1987 |  | Installation date after lead ban | No | visual inspection at meter | 2024-07-21 |  | Non-Lead | No | No | none | Single Family Residence | Unknown | Unknown | No
Parker, Paul | 4155 NW 83RD LN | 38569867 | No | No | Non-Lead - Plastic | No | 1987 | 1 inch | Installation date after lead ban | No | Visual inspection at the meter |  |  | Non-Lead - Plastic | 1987 |  | Installation date after lead ban | No | visual inspection at meter | 2024-07-21 |  | Non-Lead | No | No | none | Single Family Residence | Unknown | Unknown | No
Wojcicki, Scott | 4188 NW 83RD LN | 39101418 | No | No | Non-Lead - Plastic | No | 1987 | 1 inch | Installation date after lead ban | No | Visual inspection at the meter |  |  | Non-Lead - Plastic | 1987 |  | Installation date after lead ban | No | visual inspection at meter | 2024-07-21 |  | Non-Lead | No | No | none | Single Family Residence | Unknown | Unknown | No
Wojcicki, Scott | 4188 NW 83RD LN | 38533314 | No | No | Non-Lead - Plastic | No | 1987 | 1 inch | Installation date after lead ban | No | Visual inspection at the meter |  |  | Non-Lead - Plastic | 1987 |  | Installation date after lead ban | No | visual inspection at meter | 2024-07-21 |  | Non-Lead | No | No | none | Single Family Residence | Unknown | Unknown | No
Yanikian, | 4144 NW 83RD LN | 38636653 | No | No | Non-Lead - Plastic | No | 1987 | 1 inch | Installation date after lead ban | No | Visual inspection at the meter |  |  | Non-Lead - Plastic | 1987 |  | Installation date after lead ban | No | visual inspection at meter | 2024-07-21 |  | Non-Lead | No | No | none | Single Family Residence | Unknown | Unknown | No
Yanikian, | 4144 NW 83RD LN | 38636654 | No | No | Non-Lead - Plastic | No | 1987 | 1 inch | Installation date after lead ban | No | Visual inspection at the meter |  |  | Non-Lead - Plastic | 1987 |  | Installation date after lead ban | No | visual inspection at meter | 2024-07-21 |  | Non-Lead | No | No | none | Single Family Residence | Unknown | Unknown | No
Brignolo, GLEN | 4110 NW 83RD LN | 33950252 | No | No | Non-Lead - Plastic | No | 1987 | 1 inch | Installation date after lead ban | No | Visual inspection at the meter |  |  | Non-Lead - Plastic | 1987 |  | Installation date after lead ban | No | visual inspection at meter | 2024-07-21 |  | Non-Lead | No | No | none | Single Family Residence | Unknown | Unknown | No
Brignolo, GLEN | 4110 NW 83RD LN | 47099026 | No | No | Non-Lead - Plastic | No | 1987 | 1 inch | Installation date after lead ban | No | Visual inspection at the meter |  |  | Non-Lead - Plastic | 1987 |  | Installation date after lead ban | No | visual inspection at meter | 2024-07-23 |  | Non-Lead | No | No | none | Single Family Residence | Unknown | Unknown | No
ALSTER, SARIT | 4090 NW 83RD LN | 38569846 | No | No | Non-Lead - Plastic | No | 1987 | 1 inch | Installation date after lead ban | No | Visual inspection at the meter |  |  | Non-Lead - Plastic | 1987 |  | Installation date after lead ban | No | visual inspection at meter | 2024-07-23 |  | Non-Lead | No | No | none | Single Family Residence | Unknown | Unknown | No
ALSTER, SARIT | 4090 NW 83RD LN | 38567842 | No | No | Non-Lead - Plastic | No | 1987 | 1 inch | Installation date after lead ban | No | Visual inspection at the meter |  |  | Non-Lead - Plastic | 1987 |  | Installation date after lead ban | No | visual inspection at meter | 2024-07-23 |  | Non-Lead | No | No | none | Single Family Residence | Unknown | Unknown | No
RIBOURG, JOHN | 4133 NW 83RD LN | 52847916 | No | No | Non-Lead - Plastic | No | 1987 | 1 inch | Installation date after lead ban | No | Visual inspection at the meter |  |  | Non-Lead - Plastic | 1987 |  | Installation date after lead ban | No | visual inspection at meter | 2024-07-23 |  | Non-Lead | No | No | none | Single Family Residence | Unknown | Unknown | No
RIBOURG, JOHN | 4133 NW 83RD LN | 52847913 | No | No | Non-Lead - Plastic | No | 1987 | 1 inch | Installation date after lead ban | No | Visual inspection at the meter |  |  | Non-Lead - Plastic | 1987 |  | Installation date after lead ban | No | visual inspection at meter | 2024-07-23 |  | Non-Lead | No | No | none | Single Family Residence | Unknown | Unknown | No
RUIZ, DAVID | 4111 NW 83RD LN | 33650540 | No | No | Non-Lead - Plastic | No | 1987 | 1 inch | Installation date after lead ban | No | Visual inspection at the meter |  |  | Non-Lead - Plastic | 1987 |  | Installation date after lead ban | No | visual inspection at meter | 2024-07-23 |  | Non-Lead | No | No | none | Single Family Residence | Unknown | Unknown | No
RUIZ, DAVID | 4111 NW 83RD LN | 54694680 | No | No | Non-Lead - Plastic | No | 1987 | 1 inch | Installation date after lead ban | No | Visual inspection at the meter |  |  | Non-Lead - Plastic | 1987 |  | Installation date after lead ban | No | visual inspection at meter | 2024-07-23 |  | Non-Lead | No | No | none | Single Family Residence | Unknown | Unknown | No
Sabga, Antoine | 4099 NW 83RD LN | 54694685 | No | No | Non-Lead - Plastic | No | 1987 | 1 inch | Installation date after lead ban | No | Visual inspection at the meter |  |  | Non-Lead - Plastic | 1987 |  | Installation date after lead ban | No | visual inspection at meter | 2024-07-23 |  | Non-Lead | No | No | none | Single Family Residence | Unknown | Unknown | No
Sabga, Antoine | 4099 NW 83RD LN | 54694646 | No | No | Non-Lead - Plastic | No | 1987 | 1 inch | Installation date after lead ban | No | Visual inspection at the meter |  |  | Non-Lead - Plastic | 1987 |  | Installation date after lead ban | No | visual inspection at meter | 2024-07-23 |  | Non-Lead | No | No | none | Single Family Residence | Unknown | Unknown | No
ULLOA, VICTOR & JENNIFER | 4077 NW 83RD LN | 54694638 | No | No | Non-Lead - Plastic | No | 1987 | 1 inch | Installation date after lead ban | No | Visual inspection at the meter |  |  | Non-Lead - Plastic | 1987 |  | Installation date after lead ban | No | visual inspection at meter | 2024-07-23 |  | Non-Lead | No | No | none | Single Family Residence | Unknown | Unknown | No
ULLOA, VICTOR & JENNIFER | 4077 NW 83RD LN | 33950245 | No | No | Non-Lead - Plastic | No | 1987 | 1 inch | Installation date after lead ban | No | Visual inspection at the meter |  |  | Non-Lead - Plastic | 1987 |  | Installation date after lead ban | No | visual inspection at meter | 2024-07-23 |  | Non-Lead | No | No | none | Single Family Residence | Unknown | Unknown | No
Bastoky, Jeffery | 4055 NW 83RD LN | 39590335 | No | No | Non-Lead - Plastic | No | 1987 | 1 inch | Installation date after lead ban | No | Visual inspection at the meter |  |  | Non-Lead - Plastic | 1987 |  | Installation date after lead ban | No | visual inspection at meter | 2024-07-23 |  | Non-Lead | No | No | none | Single Family Residence | Unknown | Unknown | No
Bastoky, Jeffery | 4055 NW 83RD LN | 39590334 | No | No | Non-Lead - Plastic | No | 1987 | 1 inch | Installation date after lead ban | No | Visual inspection at the meter |  |  | Non-Lead - Plastic | 1987 |  | Installation date after lead ban | No | visual inspection at meter | 2024-07-23 |  | Non-Lead | No | No | none | Single Family Residence | Unknown | Unknown | No
Bounassi, Douglas | 4080 NW 83RD LN | 54694629 | No | No | Non-Lead - Plastic | No | 1987 | 1 inch | Installation date after lead ban | No | Visual inspection at the meter |  |  | Non-Lead - Plastic | 1987 |  | Installation date after lead ban | No | visual inspection at meter | 2024-07-23 |  | Non-Lead | No | No | none | Single Family Residence | Unknown | Unknown | No
Bounassi, Douglas | 4080 NW 83RD LN | 33950256 | No | No | Non-Lead - Plastic | No | 1987 | 1 inch | Installation date after lead ban | No | Visual inspection at the meter |  |  | Non-Lead - Plastic | 1987 |  | Installation date after lead ban | No | visual inspection at meter | 2024-07-23 |  | Non-Lead | No | No | none | Single Family Residence | Unknown | Unknown | No
CHAMELY, ABRAHAM & CHERYL | 4070 NW 83RD LN | 33761101 | No | No | Non-Lead - Plastic | No | 1987 | 1 inch | Installation date after lead ban | No | Visual inspection at the meter |  |  | Non-Lead - Plastic | 1987 |  | Installation date after lead ban | No | visual inspection at meter | 2024-07-23 |  | Non-Lead | No | No | none | Single Family Residence | Unknown | Unknown | No
CHAMELY, ABRAHAM & CHERYL | 4070 NW 83RD LN | 54694670 | No | No | Non-Lead - Plastic | No | 1987 | 1 inch | Installation date after lead ban | No | Visual inspection at the meter |  |  | Non-Lead - Plastic | 1987 |  | Installation date after lead ban | No | visual inspection at meter | 2024-07-23 |  | Non-Lead | No | No | none | Single Family Residence | Unknown | Unknown | No
Mason, Thu | 4060 NW 83RD LN | 33761104 | No | No | Non-Lead - Plastic | No | 1987 | 1 inch | Installation date after lead ban | No | Visual inspection at the meter |  |  | Non-Lead - Plastic | 1987 |  | Installation date after lead ban | No | visual inspection at meter | 2024-07-23 |  | Non-Lead | No | No | none | Single Family Residence | Unknown | Unknown | No
Mason, Thu | 4060 NW 83RD LN | 54694626 | No | No | Non-Lead - Plastic | No | 1987 | 1 inch | Installation date after lead ban | No | Visual inspection at the meter |  |  | Non-Lead - Plastic | 1987 |  | Installation date after lead ban | No | visual inspection at meter | 2024-07-23 |  | Non-Lead | No | No | none | Single Family Residence | Unknown | Unknown | No
Monaghan, LORI | 4050 NW 83RD LN | 39590286 | No | No | Non-Lead - Plastic | No | 1987 | 1 inch | Installation date after lead ban | No | Visual inspection at the meter |  |  | Non-Lead - Plastic | 1987 |  | Installation date after lead ban | No | visual inspection at meter | 2024-07-23 |  | Non-Lead | No | No | none | Single Family Residence | Unknown | Unknown | No
Monaghan, LORI | 4050 NW 83RD LN | 39590287 | No | No | Non-Lead - Plastic | No | 1987 | 1 inch | Installation date after lead ban | No | Visual inspection at the meter |  |  | Non-Lead - Plastic | 1987 |  | Installation date after lead ban | No | visual inspection at meter | 2024-07-23 |  | Non-Lead | No | No | none | Single Family Residence | Unknown | Unknown | No
Toussaint, Emmanuel | 8336 NW 40TH CT | 39170742 | No | No | Non-Lead - Plastic | No | 1987 | 1 inch | Installation date after lead ban | No | Visual inspection at the meter |  |  | Non-Lead - Plastic | 1987 |  | Installation date after lead ban | No | visual inspection at meter | 2024-07-23 |  | Non-Lead | No | No | none | Single Family Residence | Unknown | Unknown | No
Toussaint, Emmanuel | 8336 NW 40TH CT | 39170740 | No | No | Non-Lead - Plastic | No | 1987 | 1 inch | Installation date after lead ban | No | Visual inspection at the meter |  |  | Non-Lead - Plastic | 1987 |  | Installation date after lead ban | No | visual inspection at meter | 2024-07-23 |  | Non-Lead | No | No | none | Single Family Residence | Unknown | Unknown | No
SCARANTINO, CAROLE | 8324 NW 40TH CT | 39101430 | No | No | Non-Lead - Plastic | No | 1987 | 1 inch | Installation date after lead ban | No | Visual inspection at the meter |  |  | Non-Lead - Plastic | 1987 |  | Installation date after lead ban | No | visual inspection at meter | 2024-07-23 |  | Non-Lead | No | No | none | Single Family Residence | Unknown | Unknown | No
SCARANTINO, CAROLE | 8324 NW 40TH CT | 39170738 | No | No | Non-Lead - Plastic | No | 1987 | 1 inch | Installation date after lead ban | No | Visual inspection at the meter |  |  | Non-Lead - Plastic | 1987 |  | Installation date after lead ban | No | visual inspection at meter | 2024-07-23 |  | Non-Lead | No | No | none | Single Family Residence | Unknown | Unknown | No
BARRERA, MICHELLE & HERNAN | 8325 NW 40TH CT | 39590338 | No | No | Non-Lead - Plastic | No | 1987 | 1 inch | Installation date after lead ban | No | Visual inspection at the meter |  |  | Non-Lead - Plastic | 1987 |  | Installation date after lead ban | No | visual inspection at meter | 2024-07-23 |  | Non-Lead | No | No | none | Single Family Residence | Unknown | Unknown | No
BARRERA, MICHELLE & HERNAN | 8325 NW 40TH CT | 39590339 | No | No | Non-Lead - Plastic | No | 1987 | 1 inch | Installation date after lead ban | No | Visual inspection at the meter |  |  | Non-Lead - Plastic | 1987 |  | Installation date after lead ban | No | visual inspection at meter | 2024-07-23 |  | Non-Lead | No | No | none | Single Family Residence | Unknown | Unknown | No
BENEDIKT, RON | 8319 NW 40TH CT | 39590315 | No | No | Non-Lead - Plastic | No | 1987 | 1 inch | Installation date after lead ban | No | Visual inspection at the meter |  |  | Non-Lead - Plastic | 1987 |  | Installation date after lead ban | No | visual inspection at meter | 2024-07-23 |  | Non-Lead | No | No | none | Single Family Residence | Unknown | Unknown | No
BENEDIKT, RON | 8319 NW 40TH CT | 54694620 | No | No | Non-Lead - Plastic | No | 1987 | 1 inch | Installation date after lead ban | No | Visual inspection at the meter |  |  | Non-Lead - Plastic | 1987 |  | Installation date after lead ban | No | visual inspection at meter | 2024-07-23 |  | Non-Lead | No | No | none | Single Family Residence | Unknown | Unknown | No
KELLY, EILEEN & THOMAS | 8312 NW 40TH CT | 39590217 | No | No | Non-Lead - Plastic | No | 1987 | 1 inch | Installation date after lead ban | No | Visual inspection at the meter |  |  | Non-Lead - Plastic | 1987 |  | Installation date after lead ban | No | visual inspection at meter | 2024-07-23 |  | Non-Lead | No | No | none | Single Family Residence | Unknown | Unknown | No
KELLY, EILEEN & THOMAS | 8312 NW 40TH CT | 39590218 | No | No | Non-Lead - Plastic | No | 1987 | 1 inch | Installation date after lead ban | No | Visual inspection at the meter |  |  | Non-Lead - Plastic | 1987 |  | Installation date after lead ban | No | visual inspection at meter | 2024-07-23 |  | Non-Lead | No | No | none | Single Family Residence | Unknown | Unknown | No
Kaczmar, Marijo | 8304 NW 40TH CT | 38233820 | No | No | Non-Lead - Plastic | No | 1987 | 1 inch | Installation date after lead ban | No | Visual inspection at the meter |  |  | Non-Lead - Plastic | 1987 |  | Installation date after lead ban | No | visual inspection at meter | 2024-07-23 |  | Non-Lead | No | No | none | Single Family Residence | Unknown | Unknown | No
Kaczmar, Marijo | 8304 NW 40TH CT | 38233821 | No | No | Non-Lead - Plastic | No | 1987 | 1 inch | Installation date after lead ban | No | Visual inspection at the meter |  |  | Non-Lead - Plastic | 1987 |  | Installation date after lead ban | No | visual inspection at meter | 2024-07-23 |  | Non-Lead | No | No | none | Single Family Residence | Unknown | Unknown | No
Council, Charles | 8298 NW 40TH CT | 39170706 | No | No | Non-Lead - Plastic | No | 1987 | 1 inch | Installation date after lead ban | No | Visual inspection at the meter |  |  | Non-Lead - Plastic | 1987 |  | Installation date after lead ban | No | visual inspection at meter | 2024-07-23 |  | Non-Lead | No | No | none | Single Family Residence | Unknown | Unknown | No
Council, Charles | 8298 NW 40TH CT | 39107709 | No | No | Non-Lead - Plastic | No | 1987 | 1 inch | Installation date after lead ban | No | Visual inspection at the meter |  |  | Non-Lead - Plastic | 1987 |  | Installation date after lead ban | No | visual inspection at meter | 2024-07-23 |  | Non-Lead | No | No | none | Single Family Residence | Unknown | Unknown | No
Librizzi, Cindy | 8313 NW 40TH CT | 54694686 | No | No | Non-Lead - Plastic | No | 1987 | 1 inch | Installation date after lead ban | No | Visual inspection at the meter |  |  | Non-Lead - Plastic | 1987 |  | Installation date after lead ban | No | visual inspection at meter | 2024-07-23 |  | Non-Lead | No | No | none | Single Family Residence | Unknown | Unknown | No
Librizzi, Cindy | 8313 NW 40TH CT | 54694676 | No | No | Non-Lead - Plastic | No | 1987 | 1 inch | Installation date after lead ban | No | Visual inspection at the meter |  |  | Non-Lead - Plastic | 1987 |  | Installation date after lead ban | No | visual inspection at meter | 2024-07-23 |  | Non-Lead | No | No | none | Single Family Residence | Unknown | Unknown | No
Katz, Cathy | 8305 NW 40TH CT | 52805708 | No | No | Non-Lead - Plastic | No | 1987 | 1 inch | Installation date after lead ban | No | Visual inspection at the meter |  |  | Non-Lead - Plastic | 1987 |  | Installation date after lead ban | No | visual inspection at meter | 2024-07-23 |  | Non-Lead | No | No | none | Single Family Residence | Unknown | Unknown | No
Katz, Cathy | 8305 NW 40TH CT | 52805709 | No | No | Non-Lead - Plastic | No | 1987 | 1 inch | Installation date after lead ban | No | Visual inspection at the meter |  |  | Non-Lead - Plastic | 1987 |  | Installation date after lead ban | No | visual inspection at meter | 2024-07-23 |  | Non-Lead | No | No | none | Single Family Residence | Unknown | Unknown | No
MONTESANO, ANTHONY | 8281 NW 40TH CT | 38533304 | No | No | Non-Lead - Plastic | No | 1987 | 1 inch | Installation date after lead ban | No | Visual inspection at the meter |  |  | Non-Lead - Plastic | 1987 |  | Installation date after lead ban | No | visual inspection at meter | 2024-07-23 |  | Non-Lead | No | No | none | Single Family Residence | Unknown | Unknown | No
MONTESANO, ANTHONY | 8281 NW 40TH CT | 54694671 | No | No | Non-Lead - Plastic | No | 1987 | 1 inch | Installation date after lead ban | No | Visual inspection at the meter |  |  | Non-Lead - Plastic | 1987 |  | Installation date after lead ban | No | visual inspection at meter | 2024-07-23 |  | Non-Lead | No | No | none | Single Family Residence | Unknown | Unknown | No
Leichtenschlag, Dan | 8275 NW 40TH CT | 36839771 | No | No | Non-Lead - Plastic | No | 1987 | 1 inch | Installation date after lead ban | No | Visual inspection at the meter |  |  | Non-Lead - Plastic | 1987 |  | Installation date after lead ban | No | visual inspection at meter | 2024-07-23 |  | Non-Lead | No | No | none | Single Family Residence | Unknown | Unknown | No
Leichtenschlag, Dan | 8275 NW 40TH CT | 36839770 | No | No | Non-Lead - Plastic | No | 1987 | 1 inch | Installation date after lead ban | No | Visual inspection at the meter |  |  | Non-Lead - Plastic | 1987 |  | Installation date after lead ban | No | visual inspection at meter | 2024-07-23 |  | Non-Lead | No | No | none | Single Family Residence | Unknown | Unknown | No
FENDELL, LISA OR DAVID | 8284 NW 40TH CT | 38393563 | No | No | Non-Lead - Plastic | No | 1987 | 1 inch | Installation date after lead ban | No | Visual inspection at the meter |  |  | Non-Lead - Plastic | 1987 |  | Installation date after lead ban | No | visual inspection at meter | 2024-07-23 |  | Non-Lead | No | No | none | Single Family Residence | Unknown | Unknown | No
FENDELL, LISA OR DAVID | 8284 NW 40TH CT | 38233765 | No | No | Non-Lead - Plastic | No | 1987 | 1 inch | Installation date after lead ban | No | Visual inspection at the meter |  |  | Non-Lead - Plastic | 1987 |  | Installation date after lead ban | No | visual inspection at meter | 2024-07-23 |  | Non-Lead | No | No | none | Single Family Residence | Unknown | Unknown | No
Richardson, Peter | 8272 NW 40TH CT | 34215195 | No | No | Non-Lead - Plastic | No | 1987 | 1 inch | Installation date after lead ban | No | Visual inspection at the meter |  |  | Non-Lead - Plastic | 1987 |  | Installation date after lead ban | No | visual inspection at meter | 2024-07-23 |  | Non-Lead | No | No | none | Single Family Residence | Unknown | Unknown | No
Richardson, Peter | 8272 NW 40TH CT | 34215196 | No | No | Non-Lead - Plastic | No | 1987 | 1 inch | Installation date after lead ban | No | Visual inspection at the meter |  |  | Non-Lead - Plastic | 1987 |  | Installation date after lead ban | No | visual inspection at meter | 2024-07-23 |  | Non-Lead | No | No | none | Single Family Residence | Unknown | Unknown | No
Brinis, Alexander | 8269 NW 40TH CT | 54694668 | No | No | Non-Lead - Plastic | No | 1987 | 1 inch | Installation date after lead ban | No | Visual inspection at the meter |  |  | Non-Lead - Plastic | 1987 |  | Installation date after lead ban | No | visual inspection at meter | 2024-07-23 |  | Non-Lead | No | No | none | Single Family Residence | Unknown | Unknown | No
Brinis, Alexander | 8269 NW 40TH CT | 51146230 | No | No | Non-Lead - Plastic | No | 1987 | 1 inch | Installation date after lead ban | No | Visual inspection at the meter |  |  | Non-Lead - Plastic | 1987 |  | Installation date after lead ban | No | visual inspection at meter | 2024-07-23 |  | Non-Lead | No | No | none | Single Family Residence | Unknown | Unknown | No
MATOUK, DENISE | 8247 NW 40TH CT | 33761115 | No | No | Non-Lead - Plastic | No | 1987 | 1 inch | Installation date after lead ban | No | Visual inspection at the meter |  |  | Non-Lead - Plastic | 1987 |  | Installation date after lead ban | No | visual inspection at meter | 2024-07-23 |  | Non-Lead | No | No | none | Single Family Residence | Unknown | Unknown | No
MATOUK, DENISE | 8247 NW 40TH CT | 33761114 | No | No | Non-Lead - Plastic | No | 1987 | 1 inch | Installation date after lead ban | No | Visual inspection at the meter |  |  | Non-Lead - Plastic | 1987 |  | Installation date after lead ban | No | visual inspection at meter | 2024-07-23 |  | Non-Lead | No | No | none | Single Family Residence | Unknown | Unknown | No
MALLIS, JOYCE | 8260 NW 40TH CT | 51892494 | No | No | Non-Lead - Plastic | No | 1987 | 1 inch | Installation date after lead ban | No | Visual inspection at the meter |  |  | Non-Lead - Plastic | 1987 |  | Installation date after lead ban | No | visual inspection at meter | 2024-07-23 |  | Non-Lead | No | No | none | Single Family Residence | Unknown | Unknown | No
MALLIS, JOYCE | 8260 NW 40TH CT | 38533316 | No | No | Non-Lead - Plastic | No | 1987 | 1 inch | Installation date after lead ban | No | Visual inspection at the meter |  |  | Non-Lead - Plastic | 1987 |  | Installation date after lead ban | No | visual inspection at meter | 2024-07-23 |  | Non-Lead | No | No | none | Single Family Residence | Unknown | Unknown | No
Matthews, David | 8225 NW 40TH CT | 38393542 | No | No | Non-Lead - Plastic | No | 1987 | 1 inch | Installation date after lead ban | No | Visual inspection at the meter |  |  | Non-Lead - Plastic | 1987 |  | Installation date after lead ban | No | visual inspection at meter | 2024-07-23 |  | Non-Lead | No | No | none | Single Family Residence | Unknown | Unknown | No
Matthews, David | 8225 NW 40TH CT | 38393539 | No | No | Non-Lead - Plastic | No | 1987 | 1 inch | Installation date after lead ban | No | Visual inspection at the meter |  |  | Non-Lead - Plastic | 1987 |  | Installation date after lead ban | No | visual inspection at meter | 2024-07-23 |  | Non-Lead | No | No | none | Single Family Residence | Unknown | Unknown | No
BEAVERS, THOMAS | 8248 NW 40TH CT | 34417800 | No | No | Non-Lead - Plastic | No | 1987 | 1 inch | Installation date after lead ban | No | Visual inspection at the meter |  |  | Non-Lead - Plastic | 1987 |  | Installation date after lead ban | No | visual inspection at meter | 2024-07-23 |  | Non-Lead | No | No | none | Single Family Residence | Unknown | Unknown | No
BEAVERS, THOMAS | 8248 NW 40TH CT | 34417799 | No | No | Non-Lead - Plastic | No | 1987 | 1 inch | Installation date after lead ban | No | Visual inspection at the meter |  |  | Non-Lead - Plastic | 1987 |  | Installation date after lead ban | No | visual inspection at meter | 2024-07-23 |  | Non-Lead | No | No | none | Single Family Residence | Unknown | Unknown | No
CACHO, TONI | 8224 NW 40TH CT | 38569758 | No | No | Non-Lead - Plastic | No | 1987 | 1 inch | Installation date after lead ban | No | Visual inspection at the meter |  |  | Non-Lead - Plastic | 1987 |  | Installation date after lead ban | No | visual inspection at meter | 2024-07-23 |  | Non-Lead | No | No | none | Single Family Residence | Unknown | Unknown | No
CACHO, TONI | 8224 NW 40TH CT | 38569759 | No | No | Non-Lead - Plastic | No | 1987 | 1 inch | Installation date after lead ban | No | Visual inspection at the meter |  |  | Non-Lead - Plastic | 1987 |  | Installation date after lead ban | No | visual inspection at meter | 2024-07-23 |  | Non-Lead | No | No | none | Single Family Residence | Unknown | Unknown | No
COGSWELL, TYLER & RAQUEL | 8213 NW 40TH CT | 54694621 | No | No | Non-Lead - Plastic | No | 1987 | 1 inch | Installation date after lead ban | No | Visual inspection at the meter |  |  | Non-Lead - Plastic | 1987 |  | Installation date after lead ban | No | visual inspection at meter | 2024-07-23 |  | Non-Lead | No | No | none | Single Family Residence | Unknown | Unknown | No
COGSWELL, TYLER & RAQUEL | 8213 NW 40TH CT | 34417802 | No | No | Non-Lead - Plastic | No | 1987 | 1 inch | Installation date after lead ban | No | Visual inspection at the meter |  |  | Non-Lead - Plastic | 1987 |  | Installation date after lead ban | No | visual inspection at meter | 2024-07-23 |  | Non-Lead | No | No | none | Single Family Residence | Unknown | Unknown | No
CRISTOBAL, ADRIAN | 8212 NW 40TH CT | 34215199 | No | No | Non-Lead - Plastic | No | 1987 | 1 inch | Installation date after lead ban | No | Visual inspection at the meter |  |  | Non-Lead - Plastic | 1987 |  | Installation date after lead ban | No | visual inspection at meter | 2024-07-23 |  | Non-Lead | No | No | none | Single Family Residence | Unknown | Unknown | No
CRISTOBAL, ADRIAN | 8212 NW 40TH CT | 33650542 | No | No | Non-Lead - Plastic | No | 1987 | 1 inch | Installation date after lead ban | No | Visual inspection at the meter |  |  | Non-Lead - Plastic | 1987 |  | Installation date after lead ban | No | visual inspection at meter | 2024-07-23 |  | Non-Lead | No | No | none | Single Family Residence | Unknown | Unknown | No
IQBAL, MOHAMMED | 8200 NW 40TH CT | 39170734 | No | No | Non-Lead - Plastic | No | 1987 | 1 inch | Installation date after lead ban | No | Visual inspection at the meter |  |  | Non-Lead - Plastic | 1987 |  | Installation date after lead ban | No | visual inspection at meter | 2024-07-23 |  | Non-Lead | No | No | none | Single Family Residence | Unknown | Unknown | No
IQBAL, MOHAMMED | 8200 NW 40TH CT | 39170735 | No | No | Non-Lead - Plastic | No | 1987 | 1 inch | Installation date after lead ban | No | Visual inspection at the meter |  |  | Non-Lead - Plastic | 1987 |  | Installation date after lead ban | No | visual inspection at meter | 2024-07-23 |  | Non-Lead | No | No | none | Single Family Residence | Unknown | Unknown | No
Rohoman, Omar | 8199 NW 40TH CT | 34215202 | No | No | Non-Lead - Plastic | No | 1987 | 1 inch | Installation date after lead ban | No | Visual inspection at the meter |  |  | Non-Lead - Plastic | 1987 |  | Installation date after lead ban | No | visual inspection at meter | 2024-07-23 |  | Non-Lead | No | No | none | Single Family Residence | Unknown | Unknown | No
Rohoman, Omar | 8199 NW 40TH CT | 33009779 | No | No | Non-Lead - Plastic | No | 1987 | 1 inch | Installation date after lead ban | No | Visual inspection at the meter |  |  | Non-Lead - Plastic | 1987 |  | Installation date after lead ban | No | visual inspection at meter | 2024-07-23 |  | Non-Lead | No | No | none | Single Family Residence | Unknown | Unknown | No
HORNE, STEPHANIE | 8195 NW 40TH CT | 39590298 | No | No | Non-Lead - Plastic | No | 1987 | 1 inch | Installation date after lead ban | No | Visual inspection at the meter |  |  | Non-Lead - Plastic | 1987 |  | Installation date after lead ban | No | visual inspection at meter | 2024-07-23 |  | Non-Lead | No | No | none | Single Family Residence | Unknown | Unknown | No
HORNE, STEPHANIE | 8195 NW 40TH CT | 39570301 | No | No | Non-Lead - Plastic | No | 1987 | 1 inch | Installation date after lead ban | No | Visual inspection at the meter |  |  | Non-Lead - Plastic | 1987 |  | Installation date after lead ban | No | visual inspection at meter | 2024-07-23 |  | Non-Lead | No | No | none | Single Family Residence | Unknown | Unknown | No
DALEY, DIONNE & ROY | 8194 NW 40TH CT | 39170722 | No | No | Non-Lead - Plastic | No | 1987 | 1 inch | Installation date after lead ban | No | Visual inspection at the meter |  |  | Non-Lead - Plastic | 1987 |  | Installation date after lead ban | No | visual inspection at meter | 2024-07-23 |  | Non-Lead | No | No | none | Single Family Residence | Unknown | Unknown | No
DALEY, DIONNE & ROY | 8194 NW 40TH CT | 39170723 | No | No | Non-Lead - Plastic | No | 1987 | 1 inch | Installation date after lead ban | No | Visual inspection at the meter |  |  | Non-Lead - Plastic | 1987 |  | Installation date after lead ban | No | visual inspection at meter | 2024-07-23 |  | Non-Lead | No | No | none | Single Family Residence | Unknown | Unknown | No
KEMP, KATHERINE AND DAVID | 8172 NW 40TH CT | 47099030 | No | No | Non-Lead - Plastic | No | 1987 | 1 inch | Installation date after lead ban | No | Visual inspection at the meter |  |  | Non-Lead - Plastic | 1987 |  | Installation date after lead ban | No | visual inspection at meter | 2024-07-23 |  | Non-Lead | No | No | none | Single Family Residence | Unknown | Unknown | No
KEMP, KATHERINE AND DAVID | 8172 NW 40TH CT | 38533301 | No | No | Non-Lead - Plastic | No | 1987 | 1 inch | Installation date after lead ban | No | Visual inspection at the meter |  |  | Non-Lead - Plastic | 1987 |  | Installation date after lead ban | No | visual inspection at meter | 2024-07-23 |  | Non-Lead | No | No | none | Single Family Residence | Unknown | Unknown | No
LUMA, STEPHAN & ACOTT | 8150 NW 40TH CT | 38569822 | No | No | Non-Lead - Plastic | No | 1987 | 1 inch | Installation date after lead ban | No | Visual inspection at the meter |  |  | Non-Lead - Plastic | 1987 |  | Installation date after lead ban | No | visual inspection at meter | 2024-07-23 |  | Non-Lead | No | No | none | Single Family Residence | Unknown | Unknown | No
LUMA, STEPHAN & ACOTT | 8150 NW 40TH CT | 35869823 | No | No | Non-Lead - Plastic | No | 1987 | 1 inch | Installation date after lead ban | No | Visual inspection at the meter |  |  | Non-Lead - Plastic | 1987 |  | Installation date after lead ban | No | visual inspection at meter | 2024-07-23 |  | Non-Lead | No | No | none | Single Family Residence | Unknown | Unknown | No
PIERRE, PASCALE & PATRICK | 4077 NW 81ST TER | 38569812 | No | No | Non-Lead - Plastic | No | 1987 | 1 inch | Installation date after lead ban | No | Visual inspection at the meter |  |  | Non-Lead - Plastic | 1987 |  | Installation date after lead ban | No | visual inspection at meter | 2024-07-23 |  | Non-Lead | No | No | none | Single Family Residence | Unknown | Unknown | No
PIERRE, PASCALE & PATRICK | 4077 NW 81ST TER | 54694639 | No | No | Non-Lead - Plastic | No | 1987 | 1 inch | Installation date after lead ban | No | Visual inspection at the meter |  |  | Non-Lead - Plastic | 1987 |  | Installation date after lead ban | No | visual inspection at meter | 2024-07-23 |  | Non-Lead | No | No | none | Single Family Residence | Unknown | Unknown | No
OSTERLUND, BRANDON | 4099 NW 81ST TER | 38533299 | No | No | Non-Lead - Plastic | No | 1987 | 1 inch | Installation date after lead ban | No | Visual inspection at the meter |  |  | Non-Lead - Plastic | 1987 |  | Installation date after lead ban | No | visual inspection at meter | 2024-07-23 |  | Non-Lead | No | No | none | Single Family Residence | Unknown | Unknown | No
OSTERLUND, BRANDON | 4099 NW 81ST TER | 38533298 | No | No | Non-Lead - Plastic | No | 1987 | 1 inch | Installation date after lead ban | No | Visual inspection at the meter |  |  | Non-Lead - Plastic | 1987 |  | Installation date after lead ban | No | visual inspection at meter | 2024-07-23 |  | Non-Lead | No | No | none | Single Family Residence | Unknown | Unknown | No
McBean, Sherene | 4111 NW 81ST TER | 38233710 | No | No | Non-Lead - Plastic | No | 1987 | 1 inch | Installation date after lead ban | No | Visual inspection at the meter |  |  | Non-Lead - Plastic | 1987 |  | Installation date after lead ban | No | visual inspection at meter | 2024-07-23 |  | Non-Lead | No | No | none | Single Family Residence | Unknown | Unknown | No
McBean, Sherene | 4111 NW 81ST TER | 38233761 | No | No | Non-Lead - Plastic | No | 1987 | 1 inch | Installation date after lead ban | No | Visual inspection at the meter |  |  | Non-Lead - Plastic | 1987 |  | Installation date after lead ban | No | visual inspection at meter | 2024-07-23 |  | Non-Lead | No | No | none | Single Family Residence | Unknown | Unknown | No
MONTERO, MAX & CYNTHIA VARGAS- | 4133 NW 81ST TER | 38393566 | No | No | Non-Lead - Plastic | No | 1987 | 1 inch | Installation date after lead ban | No | Visual inspection at the meter |  |  | Non-Lead - Plastic | 1987 |  | Installation date after lead ban | No | visual inspection at meter | 2024-07-23 |  | Non-Lead | No | No | none | Single Family Residence | Unknown | Unknown | No
MONTERO, MAX & CYNTHIA VARGAS- | 4133 NW 81ST TER | 38393546 | No | No | Non-Lead - Plastic | No | 1987 | 1 inch | Installation date after lead ban | No | Visual inspection at the meter |  |  | Non-Lead - Plastic | 1987 |  | Installation date after lead ban | No | visual inspection at meter | 2024-07-23 |  | Non-Lead | No | No | none | Single Family Residence | Unknown | Unknown | No
Cortes, Giovanni | 8190 NW 41ST ST | 40428643 | No | No | Non-Lead - Plastic | No | 1987 | 1 inch | Installation date after lead ban | No | Visual inspection at the meter |  |  | Non-Lead - Plastic | 1987 |  | Installation date after lead ban | No | visual inspection at meter | 2024-07-23 |  | Non-Lead | No | No | none | Single Family Residence | Unknown | Unknown | No
Cortes, Giovanni | 8190 NW 41ST ST | 40428644 | No | No | Non-Lead - Plastic | No | 1987 | 1 inch | Installation date after lead ban | No | Visual inspection at the meter |  |  | Non-Lead - Plastic | 1987 |  | Installation date after lead ban | No | visual inspection at meter | 2024-07-23 |  | Non-Lead | No | No | none | Single Family Residence | Unknown | Unknown | No
LOPEZ, CONNIE | 8198 NW 41ST ST | 34417813 | No | No | Non-Lead - Plastic | No | 1987 | 1 inch | Installation date after lead ban | No | Visual inspection at the meter |  |  | Non-Lead - Plastic | 1987 |  | Installation date after lead ban | No | visual inspection at meter | 2024-07-23 |  | Non-Lead | No | No | none | Single Family Residence | Unknown | Unknown | No
LOPEZ, CONNIE | 8198 NW 41ST ST | 34417812 | No | No | Non-Lead - Plastic | No | 1987 | 1 inch | Installation date after lead ban | No | Visual inspection at the meter |  |  | Non-Lead - Plastic | 1987 |  | Installation date after lead ban | No | visual inspection at meter | 2024-07-23 |  | Non-Lead | No | No | none | Single Family Residence | Unknown | Unknown | No
ABRILES, OSCAR & KATHLEEN | 8202 NW 41ST ST | 38533287 | No | No | Non-Lead - Plastic | No | 1987 | 1 inch | Installation date after lead ban | No | Visual inspection at the meter |  |  | Non-Lead - Plastic | 1987 |  | Installation date after lead ban | No | visual inspection at meter | 2024-07-23 |  | Non-Lead | No | No | none | Single Family Residence | Unknown | Unknown | No
ABRILES, OSCAR & KATHLEEN | 8202 NW 41ST ST | 38533286 | No | No | Non-Lead - Plastic | No | 1987 | 1 inch | Installation date after lead ban | No | Visual inspection at the meter |  |  | Non-Lead - Plastic | 1987 |  | Installation date after lead ban | No | visual inspection at meter | 2024-07-23 |  | Non-Lead | No | No | none | Single Family Residence | Unknown | Unknown | No
BOHAN, MATTHEW | 8214 NW 41ST ST | 36631138 | No | No | Non-Lead - Plastic | No | 1987 | 1 inch | Installation date after lead ban | No | Visual inspection at the meter |  |  | Non-Lead - Plastic | 1987 |  | Installation date after lead ban | No | visual inspection at meter | 2024-07-23 |  | Non-Lead | No | No | none | Single Family Residence | Unknown | Unknown | No
BOHAN, MATTHEW | 8214 NW 41ST ST | 36631148 | No | No | Non-Lead - Plastic | No | 1987 | 1 inch | Installation date after lead ban | No | Visual inspection at the meter |  |  | Non-Lead - Plastic | 1987 |  | Installation date after lead ban | No | visual inspection at meter | 2024-07-23 |  | Non-Lead | No | No | none | Single Family Residence | Unknown | Unknown | No
KAUFMAN, LORI | 8226 NW 41ST ST | 39590340 | No | No | Non-Lead - Plastic | No | 1987 | 1 inch | Installation date after lead ban | No | Visual inspection at the meter |  |  | Non-Lead - Plastic | 1987 |  | Installation date after lead ban | No | visual inspection at meter | 2024-07-23 |  | Non-Lead | No | No | none | Single Family Residence | Unknown | Unknown | No
KAUFMAN, LORI | 8226 NW 41ST ST | 39590341 | No | No | Non-Lead - Plastic | No | 1987 | 1 inch | Installation date after lead ban | No | Visual inspection at the meter |  |  | Non-Lead - Plastic | 1987 |  | Installation date after lead ban | No | visual inspection at meter | 2024-07-23 |  | Non-Lead | No | No | none | Single Family Residence | Unknown | Unknown | No
Thompson, Richard | 8238 NW 41ST ST | 38533310 | No | No | Non-Lead - Plastic | No | 1987 | 1 inch | Installation date after lead ban | No | Visual inspection at the meter |  |  | Non-Lead - Plastic | 1987 |  | Installation date after lead ban | No | visual inspection at meter | 2024-07-23 |  | Non-Lead | No | No | none | Single Family Residence | Unknown | Unknown | No
Thompson, Richard | 8238 NW 41ST ST | 38533311 | No | No | Non-Lead - Plastic | No | 1987 | 1 inch | Installation date after lead ban | No | Visual inspection at the meter |  |  | Non-Lead - Plastic | 1987 |  | Installation date after lead ban | No | visual inspection at meter | 2024-07-23 |  | Non-Lead | No | No | none | Single Family Residence | Unknown | Unknown | No
Zandi, Lana | 8239 NW 41ST ST | 34382010 | No | No | Non-Lead - Plastic | No | 1987 | 1 inch | Installation date after lead ban | No | Visual inspection at the meter |  |  | Non-Lead - Plastic | 1987 |  | Installation date after lead ban | No | visual inspection at meter | 2024-07-23 |  | Non-Lead | No | No | none | Single Family Residence | Unknown | Unknown | No
Zandi, Lana | 8239 NW 41ST ST | 54694673 | No | No | Non-Lead - Plastic | No | 1987 | 1 inch | Installation date after lead ban | No | Visual inspection at the meter |  |  | Non-Lead - Plastic | 1987 |  | Installation date after lead ban | No | visual inspection at meter | 2024-07-23 |  | Non-Lead | No | No | none | Single Family Residence | Unknown | Unknown | No
2018-3 IH BORROWER LP | 8227 NW 41ST ST | 39590212 | No | No | Non-Lead - Plastic | No | 1987 | 1 inch | Installation date after lead ban | No | Visual inspection at the meter |  |  | Non-Lead - Plastic | 1987 |  | Installation date after lead ban | No | visual inspection at meter | 2024-07-23 |  | Non-Lead | No | No | none | Single Family Residence | Unknown | Unknown | No
2018-3 IH BORROWER LP | 8227 NW 41ST ST | 39590211 | No | No | Non-Lead - Plastic | No | 1987 | 1 inch | Installation date after lead ban | No | Visual inspection at the meter |  |  | Non-Lead - Plastic | 1987 |  | Installation date after lead ban | No | visual inspection at meter | 2024-07-23 |  | Non-Lead | No | No | none | Single Family Residence | Unknown | Unknown | No
LINDNER, ROBERT | 8215 NW 41ST ST | 37981892 | No | No | Non-Lead - Plastic | No | 1987 | 1 inch | Installation date after lead ban | No | Visual inspection at the meter |  |  | Non-Lead - Plastic | 1987 |  | Installation date after lead ban | No | visual inspection at meter | 2024-07-23 |  | Non-Lead | No | No | none | Single Family Residence | Unknown | Unknown | No
LINDNER, ROBERT | 8215 NW 41ST ST | 37981893 | No | No | Non-Lead - Plastic | No | 1987 | 1 inch | Installation date after lead ban | No | Visual inspection at the meter |  |  | Non-Lead - Plastic | 1987 |  | Installation date after lead ban | No | visual inspection at meter | 2024-07-23 |  | Non-Lead | No | No | none | Single Family Residence | Unknown | Unknown | No
Ryan, Nicholas | 8201 NW 41ST ST | 37981890 | No | No | Non-Lead - Plastic | No | 1987 | 1 inch | Installation date after lead ban | No | Visual inspection at the meter |  |  | Non-Lead - Plastic | 1987 |  | Installation date after lead ban | No | visual inspection at meter | 2024-07-23 |  | Non-Lead | No | No | none | Single Family Residence | Unknown | Unknown | No
Ryan, Nicholas | 8201 NW 41ST ST | 37981891 | No | No | Non-Lead - Plastic | No | 1987 | 1 inch | Installation date after lead ban | No | Visual inspection at the meter |  |  | Non-Lead - Plastic | 1987 |  | Installation date after lead ban | No | visual inspection at meter | 2024-07-23 |  | Non-Lead | No | No | none | Single Family Residence | Unknown | Unknown | No
Pitts, Lynda | 8195 NW 41ST ST | 38233810 | No | No | Non-Lead - Plastic | No | 1987 | 1 inch | Installation date after lead ban | No | Visual inspection at the meter |  |  | Non-Lead - Plastic | 1987 |  | Installation date after lead ban | No | visual inspection at meter | 2024-07-23 |  | Non-Lead | No | No | none | Single Family Residence | Unknown | Unknown | No
Pitts, Lynda | 8195 NW 41ST ST | 38233811 | No | No | Non-Lead - Plastic | No | 1987 | 1 inch | Installation date after lead ban | No | Visual inspection at the meter |  |  | Non-Lead - Plastic | 1987 |  | Installation date after lead ban | No | visual inspection at meter | 2024-07-23 |  | Non-Lead | No | No | none | Single Family Residence | Unknown | Unknown | No
Fernandez, Martha | 4155 NW 81ST TER | 51936988 | No | No | Non-Lead - Plastic | No | 1987 | 1 inch | Installation date after lead ban | No | Visual inspection at the meter |  |  | Non-Lead - Plastic | 1987 |  | Installation date after lead ban | No | visual inspection at meter | 2024-07-23 |  | Non-Lead | No | No | none | Single Family Residence | Unknown | Unknown | No
Fernandez, Martha | 4155 NW 81ST TER | 37688945 | No | No | Non-Lead - Plastic | No | 1987 | 1 inch | Installation date after lead ban | No | Visual inspection at the meter |  |  | Non-Lead - Plastic | 1987 |  | Installation date after lead ban | No | visual inspection at meter | 2024-07-23 |  | Non-Lead | No | No | none | Single Family Residence | Unknown | Unknown | No
Carriage Point IRR, | 4177 NW 81ST TER | 49140057 | No | No | Non-Lead - Plastic | No | 1987 | 1 inch | Installation date after lead ban | No | Visual inspection at the meter |  |  | Non-Lead - Plastic | 1987 |  | Installation date after lead ban | No | visual inspection at meter | 2024-07-23 |  | Non-Lead | No | No | none | Single Family Residence | Unknown | Unknown | No
Ghisilieri, | 4199 NW 81ST TER | 47099032 | No | No | Non-Lead - Plastic | No | 1987 | 1 inch | Installation date after lead ban | No | Visual inspection at the meter |  |  | Non-Lead - Plastic | 1987 |  | Installation date after lead ban | No | visual inspection at meter | 2024-07-23 |  | Non-Lead | No | No | none | Single Family Residence | Unknown | Unknown | No
Ghisilieri, | 4199 NW 81ST TER | 36838664 | No | No | Non-Lead - Plastic | No | 1987 | 1 inch | Installation date after lead ban | No | Visual inspection at the meter |  |  | Non-Lead - Plastic | 1987 |  | Installation date after lead ban | No | visual inspection at meter | 2024-07-23 |  | Non-Lead | No | No | none | Single Family Residence | Unknown | Unknown | No
KLEIN, PAUL | 4201 NW 81ST TER | 36721282 | No | No | Non-Lead - Plastic | No | 1987 | 1 inch | Installation date after lead ban | No | Visual inspection at the meter |  |  | Non-Lead - Plastic | 1987 |  | Installation date after lead ban | No | visual inspection at meter | 2024-07-23 |  | Non-Lead | No | No | none | Single Family Residence | Unknown | Unknown | No
KLEIN, PAUL | 4201 NW 81ST TER | 36721283 | No | No | Non-Lead - Plastic | No | 1987 | 1 inch | Installation date after lead ban | No | Visual inspection at the meter |  |  | Non-Lead - Plastic | 1987 |  | Installation date after lead ban | No | visual inspection at meter | 2024-07-23 |  | Non-Lead | No | No | none | Single Family Residence | Unknown | Unknown | No
Kwon, Eugenie | 4233 NW 81ST TER | 37130515 | No | No | Non-Lead - Plastic | No | 1987 | 1 inch | Installation date after lead ban | No | Visual inspection at the meter |  |  | Non-Lead - Plastic | 1987 |  | Installation date after lead ban | No | visual inspection at meter | 2024-07-23 |  | Non-Lead | No | No | none | Single Family Residence | Unknown | Unknown | No
Kwon, Eugenie | 4233 NW 81ST TER | 37713016 | No | No | Non-Lead - Plastic | No | 1987 | 1 inch | Installation date after lead ban | No | Visual inspection at the meter |  |  | Non-Lead - Plastic | 1987 |  | Installation date after lead ban | No | visual inspection at meter | 2024-07-23 |  | Non-Lead | No | No | none | Single Family Residence | Unknown | Unknown | No
Vikas, Thankam | 8170 NW 42ND ST | 38233808 | No | No | Non-Lead - Plastic | No | 1987 | 1 inch | Installation date after lead ban | No | Visual inspection at the meter |  |  | Non-Lead - Plastic | 1987 |  | Installation date after lead ban | No | visual inspection at meter | 2024-07-23 |  | Non-Lead | No | No | none | Single Family Residence | Unknown | Unknown | No
Vikas, Thankam | 8170 NW 42ND ST | 54507887 | No | No | Non-Lead - Plastic | No | 1987 | 1 inch | Installation date after lead ban | No | Visual inspection at the meter |  |  | Non-Lead - Plastic | 1987 |  | Installation date after lead ban | No | visual inspection at meter | 2024-07-23 |  | Non-Lead | No | No | none | Single Family Residence | Unknown | Unknown | No
SCIALDONE, TERESA & GINO | 8192 NW 42ND ST | 37688935 | No | No | Non-Lead - Plastic | No | 1987 | 1 inch | Installation date after lead ban | No | Visual inspection at the meter |  |  | Non-Lead - Plastic | 1987 |  | Installation date after lead ban | No | visual inspection at meter | 2024-07-23 |  | Non-Lead | No | No | none | Single Family Residence | Unknown | Unknown | No
SCIALDONE, TERESA & GINO | 8192 NW 42ND ST | 37688936 | No | No | Non-Lead - Plastic | No | 1987 | 1 inch | Installation date after lead ban | No | Visual inspection at the meter |  |  | Non-Lead - Plastic | 1987 |  | Installation date after lead ban | No | visual inspection at meter | 2024-07-23 |  | Non-Lead | No | No | none | Single Family Residence | Unknown | Unknown | No
EVELYN CARTAGENN, DANNY CASALINN & | 8204 NW 42ND ST | 36329150 | No | No | Non-Lead - Plastic | No | 1987 | 1 inch | Installation date after lead ban | No | Visual inspection at the meter |  |  | Non-Lead - Plastic | 1987 |  | Installation date after lead ban | No | visual inspection at meter | 2024-07-23 |  | Non-Lead | No | No | none | Single Family Residence | Unknown | Unknown | No
EVELYN CARTAGENN, DANNY CASALINN & | 8204 NW 42ND ST | 36529151 | No | No | Non-Lead - Plastic | No | 1987 | 1 inch | Installation date after lead ban | No | Visual inspection at the meter |  |  | Non-Lead - Plastic | 1987 |  | Installation date after lead ban | No | visual inspection at meter | 2024-07-23 |  | Non-Lead | No | No | none | Single Family Residence | Unknown | Unknown | No
Varghese, Mathew | 8242 NW 42ND ST | 38233804 | No | No | Non-Lead - Plastic | No | 1987 | 1 inch | Installation date after lead ban | No | Visual inspection at the meter |  |  | Non-Lead - Plastic | 1987 |  | Installation date after lead ban | No | visual inspection at meter | 2024-07-23 |  | Non-Lead | No | No | none | Single Family Residence | Unknown | Unknown | No
Varghese, Mathew | 8242 NW 42ND ST | 38233805 | No | No | Non-Lead - Plastic | No | 1987 | 1 inch | Installation date after lead ban | No | Visual inspection at the meter |  |  | Non-Lead - Plastic | 1987 |  | Installation date after lead ban | No | visual inspection at meter | 2024-07-23 |  | Non-Lead | No | No | none | Single Family Residence | Unknown | Unknown | No
Limberg, Joseph | 8250 NW 42ND ST | 36839674 | No | No | Non-Lead - Plastic | No | 1987 | 1 inch | Installation date after lead ban | No | Visual inspection at the meter |  |  | Non-Lead - Plastic | 1987 |  | Installation date after lead ban | No | visual inspection at meter | 2024-07-23 |  | Non-Lead | No | No | none | Single Family Residence | Unknown | Unknown | No
Limberg, Joseph | 8250 NW 42ND ST | 36839675 | No | No | Non-Lead - Plastic | No | 1987 | 1 inch | Installation date after lead ban | No | Visual inspection at the meter |  |  | Non-Lead - Plastic | 1987 |  | Installation date after lead ban | No | visual inspection at meter | 2024-07-23 |  | Non-Lead | No | No | none | Single Family Residence | Unknown | Unknown | No
KEENE, MICHAEL | 8266 NW 42ND ST | 36329140 | No | No | Non-Lead - Plastic | No | 1987 | 1 inch | Installation date after lead ban | No | Visual inspection at the meter |  |  | Non-Lead - Plastic | 1987 |  | Installation date after lead ban | No | visual inspection at meter | 2024-07-23 |  | Non-Lead | No | No | none | Single Family Residence | Unknown | Unknown | No
KEENE, MICHAEL | 8266 NW 42ND ST | 36329137 | No | No | Non-Lead - Plastic | No | 1987 | 1 inch | Installation date after lead ban | No | Visual inspection at the meter |  |  | Non-Lead - Plastic | 1987 |  | Installation date after lead ban | No | visual inspection at meter | 2024-07-23 |  | Non-Lead | No | No | none | Single Family Residence | Unknown | Unknown | No
DELISSER, REMONE | 8267 NW 42ND ST | 36839656 | No | No | Non-Lead - Plastic | No | 1987 | 1 inch | Installation date after lead ban | No | Visual inspection at the meter |  |  | Non-Lead - Plastic | 1987 |  | Installation date after lead ban | No | visual inspection at meter | 2024-07-23 |  | Non-Lead | No | No | none | Single Family Residence | Unknown | Unknown | No
DELISSER, REMONE | 8267 NW 42ND ST | 36839659 | No | No | Non-Lead - Plastic | No | 1987 | 1 inch | Installation date after lead ban | No | Visual inspection at the meter |  |  | Non-Lead - Plastic | 1987 |  | Installation date after lead ban | No | visual inspection at meter | 2024-07-23 |  | Non-Lead | No | No | none | Single Family Residence | Unknown | Unknown | No
ADAM, ENRIQUE | 8251 NW 42ND ST | 34381910 | No | No | Non-Lead - Plastic | No | 1987 | 1 inch | Installation date after lead ban | No | Visual inspection at the meter |  |  | Non-Lead - Plastic | 1987 |  | Installation date after lead ban | No | visual inspection at meter | 2024-07-23 |  | Non-Lead | No | No | none | Single Family Residence | Unknown | Unknown | No
ADAM, ENRIQUE | 8251 NW 42ND ST | 54694614 | No | No | Non-Lead - Plastic | No | 1987 | 1 inch | Installation date after lead ban | No | Visual inspection at the meter |  |  | Non-Lead - Plastic | 1987 |  | Installation date after lead ban | No | visual inspection at meter | 2024-07-23 |  | Non-Lead | No | No | none | Single Family Residence | Unknown | Unknown | No
Bohan, Matthew & Katie | 8205 NW 42ND ST | 36329149 | No | No | Non-Lead - Plastic | No | 1987 | 1 inch | Installation date after lead ban | No | Visual inspection at the meter |  |  | Non-Lead - Plastic | 1987 |  | Installation date after lead ban | No | visual inspection at meter | 2024-07-23 |  | Non-Lead | No | No | none | Single Family Residence | Unknown | Unknown | No
Bohan, Matthew & Katie | 8205 NW 42ND ST | 36329159 | No | No | Non-Lead - Plastic | No | 1987 | 1 inch | Installation date after lead ban | No | Visual inspection at the meter |  |  | Non-Lead - Plastic | 1987 |  | Installation date after lead ban | No | visual inspection at meter | 2024-07-23 |  | Non-Lead | No | No | none | Single Family Residence | Unknown | Unknown | No
Streder, Monica | 8193 NW 42ND ST | 39170728 | No | No | Non-Lead - Plastic | No | 1987 | 1 inch | Installation date after lead ban | No | Visual inspection at the meter |  |  | Non-Lead - Plastic | 1987 |  | Installation date after lead ban | No | visual inspection at meter | 2024-07-23 |  | Non-Lead | No | No | none | Single Family Residence | Unknown | Unknown | No
Streder, Monica | 8193 NW 42ND ST | 54694618 | No | No | Non-Lead - Plastic | No | 1987 | 1 inch | Installation date after lead ban | No | Visual inspection at the meter |  |  | Non-Lead - Plastic | 1987 |  | Installation date after lead ban | No | visual inspection at meter | 2024-07-23 |  | Non-Lead | No | No | none | Single Family Residence | Unknown | Unknown | No
Behar, | 8171 NW 42ND ST | 39590225 | No | No | Non-Lead - Plastic | No | 1987 | 1 inch | Installation date after lead ban | No | Visual inspection at the meter |  |  | Non-Lead - Plastic | 1987 |  | Installation date after lead ban | No | visual inspection at meter | 2024-07-23 |  | Non-Lead | No | No | none | Single Family Residence | Unknown | Unknown | No
Behar, | 8171 NW 42ND ST | 39590226 | No | No | Non-Lead - Plastic | No | 1987 | 1 inch | Installation date after lead ban | No | Visual inspection at the meter |  |  | Non-Lead - Plastic | 1987 |  | Installation date after lead ban | No | visual inspection at meter | 2024-07-23 |  | Non-Lead | No | No | none | Single Family Residence | Unknown | Unknown | No
Amireh, Anas | 4255 NW 81ST TER | 34381977 | No | No | Non-Lead - Plastic | No | 1987 | 1 inch | Installation date after lead ban | No | Visual inspection at the meter |  |  | Non-Lead - Plastic | 1987 |  | Installation date after lead ban | No | visual inspection at meter | 2024-07-23 |  | Non-Lead | No | No | none | Single Family Residence | Unknown | Unknown | No
Amireh, Anas | 4255 NW 81ST TER | 34381963 | No | No | Non-Lead - Plastic | No | 1987 | 1 inch | Installation date after lead ban | No | Visual inspection at the meter |  |  | Non-Lead - Plastic | 1987 |  | Installation date after lead ban | No | visual inspection at meter | 2024-07-23 |  | Non-Lead | No | No | none | Single Family Residence | Unknown | Unknown | No
Vargas, Yenny | 4256 NW 81ST TER | 39170736 | No | No | Non-Lead - Plastic | No | 1987 | 1 inch | Installation date after lead ban | No | Visual inspection at the meter |  |  | Non-Lead - Plastic | 1987 |  | Installation date after lead ban | No | visual inspection at meter | 2024-07-23 |  | Non-Lead | No | No | none | Single Family Residence | Unknown | Unknown | No
Vargas, Yenny | 4256 NW 81ST TER | 39170737 | No | No | Non-Lead - Plastic | No | 1987 | 1 inch | Installation date after lead ban | No | Visual inspection at the meter |  |  | Non-Lead - Plastic | 1987 |  | Installation date after lead ban | No | visual inspection at meter | 2024-07-23 |  | Non-Lead | No | No | none | Single Family Residence | Unknown | Unknown | No
HEAVEN, PATRICIA AND CYRIL | 4277 NW 81ST TER | 36721276 | No | No | Non-Lead - Plastic | No | 1987 | 1 inch | Installation date after lead ban | No | Visual inspection at the meter |  |  | Non-Lead - Plastic | 1987 |  | Installation date after lead ban | No | visual inspection at meter | 2024-07-23 |  | Non-Lead | No | No | none | Single Family Residence | Unknown | Unknown | No
HEAVEN, PATRICIA AND CYRIL | 4277 NW 81ST TER | 36721277 | No | No | Non-Lead - Plastic | No | 1987 | 1 inch | Installation date after lead ban | No | Visual inspection at the meter |  |  | Non-Lead - Plastic | 1987 |  | Installation date after lead ban | No | visual inspection at meter | 2024-07-23 |  | Non-Lead | No | No | none | Single Family Residence | Unknown | Unknown | No
Paul, Vivienne | 4299 NW 81ST TER | 36329142 | No | No | Non-Lead - Plastic | No | 1987 | 1 inch | Installation date after lead ban | No | Visual inspection at the meter |  |  | Non-Lead - Plastic | 1987 |  | Installation date after lead ban | No | visual inspection at meter | 2024-07-23 |  | Non-Lead | No | No | none | Single Family Residence | Unknown | Unknown | No
Paul, Vivienne | 4299 NW 81ST TER | 36329141 | No | No | Non-Lead - Plastic | No | 1987 | 1 inch | Installation date after lead ban | No | Visual inspection at the meter |  |  | Non-Lead - Plastic | 1987 |  | Installation date after lead ban | No | visual inspection at meter | 2024-07-23 |  | Non-Lead | No | No | none | Single Family Residence | Unknown | Unknown | No
Jenkins, Lynne | 4278 NW 81ST TER | 39644987 | No | No | Non-Lead - Plastic | No | 1987 | 1 inch | Installation date after lead ban | No | Visual inspection at the meter |  |  | Non-Lead - Plastic | 1987 |  | Installation date after lead ban | No | visual inspection at meter | 2024-07-23 |  | Non-Lead | No | No | none | Single Family Residence | Unknown | Unknown | No
Jenkins, Lynne | 4278 NW 81ST TER | 39644988 | No | No | Non-Lead - Plastic | No | 1987 | 1 inch | Installation date after lead ban | No | Visual inspection at the meter |  |  | Non-Lead - Plastic | 1987 |  | Installation date after lead ban | No | visual inspection at meter | 2024-07-23 |  | Non-Lead | No | No | none | Single Family Residence | Unknown | Unknown | No
TOLAR, SCOTT | 4298 NW 81ST TER | 39644985 | No | No | Non-Lead - Plastic | No | 1987 | 1 inch | Installation date after lead ban | No | Visual inspection at the meter |  |  | Non-Lead - Plastic | 1987 |  | Installation date after lead ban | No | visual inspection at meter | 2024-07-23 |  | Non-Lead | No | No | none | Single Family Residence | Unknown | Unknown | No
TOLAR, SCOTT | 4298 NW 81ST TER | 39644986 | No | No | Non-Lead - Plastic | No | 1987 | 1 inch | Installation date after lead ban | No | Visual inspection at the meter |  |  | Non-Lead - Plastic | 1987 |  | Installation date after lead ban | No | visual inspection at meter | 2024-07-23 |  | Non-Lead | No | No | none | Single Family Residence | Unknown | Unknown | No
FRIAS, ELAINE & CEASAR | 4305 NW 81ST TER | 54694669 | No | No | Non-Lead - Plastic | No | 1987 | 1 inch | Installation date after lead ban | No | Visual inspection at the meter |  |  | Non-Lead - Plastic | 1987 |  | Installation date after lead ban | No | visual inspection at meter | 2024-07-23 |  | Non-Lead | No | No | none | Single Family Residence | Unknown | Unknown | No
FRIAS, ELAINE & CEASAR | 4305 NW 81ST TER | 36839676 | No | No | Non-Lead - Plastic | No | 1987 | 1 inch | Installation date after lead ban | No | Visual inspection at the meter |  |  | Non-Lead - Plastic | 1987 |  | Installation date after lead ban | No | visual inspection at meter | 2024-07-23 |  | Non-Lead | No | No | none | Single Family Residence | Unknown | Unknown | No
COSTA, ARLON & NIEVES VALDES | 4300 NW 81ST TER | 36839653 | No | No | Non-Lead - Plastic | No | 1987 | 1 inch | Installation date after lead ban | No | Visual inspection at the meter |  |  | Non-Lead - Plastic | 1987 |  | Installation date after lead ban | No | visual inspection at meter | 2024-07-23 |  | Non-Lead | No | No | none | Single Family Residence | Unknown | Unknown | No
COSTA, ARLON & NIEVES VALDES | 4300 NW 81ST TER | 36839655 | No | No | Non-Lead - Plastic | No | 1987 | 1 inch | Installation date after lead ban | No | Visual inspection at the meter |  |  | Non-Lead - Plastic | 1987 |  | Installation date after lead ban | No | visual inspection at meter | 2024-07-23 |  | Non-Lead | No | No | none | Single Family Residence | Unknown | Unknown | No
Smith, | 4332 NW 81ST TER | 39590299 | No | No | Non-Lead - Plastic | No | 1987 | 1 inch | Installation date after lead ban | No | Visual inspection at the meter |  |  | Non-Lead - Plastic | 1987 |  | Installation date after lead ban | No | visual inspection at meter | 2024-07-23 |  | Non-Lead | No | No | none | Single Family Residence | Unknown | Unknown | No
Smith, | 4332 NW 81ST TER | 39590300 | No | No | Non-Lead - Plastic | No | 1987 | 1 inch | Installation date after lead ban | No | Visual inspection at the meter |  |  | Non-Lead - Plastic | 1987 |  | Installation date after lead ban | No | visual inspection at meter | 2024-07-23 |  | Non-Lead | No | No | none | Single Family Residence | Unknown | Unknown | No
SANTIAGO, ANA & ANDRES | 4331 NW 81ST TER | 34381912 | No | No | Non-Lead - Plastic | No | 1987 | 1 inch | Installation date after lead ban | No | Visual inspection at the meter |  |  | Non-Lead - Plastic | 1987 |  | Installation date after lead ban | No | visual inspection at meter | 2024-07-23 |  | Non-Lead | No | No | none | Single Family Residence | Unknown | Unknown | No
SANTIAGO, ANA & ANDRES | 4331 NW 81ST TER | 34381969 | No | No | Non-Lead - Plastic | No | 1987 | 1 inch | Installation date after lead ban | No | Visual inspection at the meter |  |  | Non-Lead - Plastic | 1987 |  | Installation date after lead ban | No | visual inspection at meter | 2024-07-23 |  | Non-Lead | No | No | none | Single Family Residence | Unknown | Unknown | No
DOIN, DUI | 4359 NW 81ST TER | 36839672 | No | No | Non-Lead - Plastic | No | 1987 | 1 inch | Installation date after lead ban | No | Visual inspection at the meter |  |  | Non-Lead - Plastic | 1987 |  | Installation date after lead ban | No | visual inspection at meter | 2024-07-23 |  | Non-Lead | No | No | none | Single Family Residence | Unknown | Unknown | No
DOIN, DUI | 4359 NW 81ST TER | 3683978 | No | No | Non-Lead - Plastic | No | 1987 | 1 inch | Installation date after lead ban | No | Visual inspection at the meter |  |  | Non-Lead - Plastic | 1987 |  | Installation date after lead ban | No | visual inspection at meter | 2024-07-23 |  | Non-Lead | No | No | none | Single Family Residence | Unknown | Unknown | No
REH, DONNA | 4354 NW 81ST TER | 39170719 | No | No | Non-Lead - Plastic | No | 1987 | 1 inch | Installation date after lead ban | No | Visual inspection at the meter |  |  | Non-Lead - Plastic | 1987 |  | Installation date after lead ban | No | visual inspection at meter | 2024-07-23 |  | Non-Lead | No | No | none | Single Family Residence | Unknown | Unknown | No
REH, DONNA | 4354 NW 81ST TER | 39170720 | No | No | Non-Lead - Plastic | No | 1987 | 1 inch | Installation date after lead ban | No | Visual inspection at the meter |  |  | Non-Lead - Plastic | 1987 |  | Installation date after lead ban | No | visual inspection at meter | 2024-07-23 |  | Non-Lead | No | No | none | Single Family Residence | Unknown | Unknown | No
BLOOM, LINDA | 8180 NW 44TH ST | 40569946 | No | No | Non-Lead - Plastic | No | 1987 | 1 inch | Installation date after lead ban | No | Visual inspection at the meter |  |  | Non-Lead - Plastic | 1987 |  | Installation date after lead ban | No | visual inspection at meter | 2024-07-23 |  | Non-Lead | No | No | none | Single Family Residence | Unknown | Unknown | No
BLOOM, LINDA | 8180 NW 44TH ST | 40569947 | No | No | Non-Lead - Plastic | No | 1987 | 1 inch | Installation date after lead ban | No | Visual inspection at the meter |  |  | Non-Lead - Plastic | 1987 |  | Installation date after lead ban | No | visual inspection at meter | 2024-07-23 |  | Non-Lead | No | No | none | Single Family Residence | Unknown | Unknown | No
MENDEZ, DARCY & GASTON | 4383 NW 81ST TER | 36329138 | No | No | Non-Lead - Plastic | No | 1987 | 1 inch | Installation date after lead ban | No | Visual inspection at the meter |  |  | Non-Lead - Plastic | 1987 |  | Installation date after lead ban | No | visual inspection at meter | 2024-07-23 |  | Non-Lead | No | No | none | Single Family Residence | Unknown | Unknown | No
MENDEZ, DARCY & GASTON | 4383 NW 81ST TER | 3629139 | No | No | Non-Lead - Plastic | No | 1987 | 1 inch | Installation date after lead ban | No | Visual inspection at the meter |  |  | Non-Lead - Plastic | 1987 |  | Installation date after lead ban | No | visual inspection at meter | 2024-07-23 |  | Non-Lead | No | No | none | Single Family Residence | Unknown | Unknown | No
Durkis, James & Deborah | 8192 NW 44TH ST | 39644979 | No | No | Non-Lead - Plastic | No | 1987 | 1 inch | Installation date after lead ban | No | Visual inspection at the meter |  |  | Non-Lead - Plastic | 1987 |  | Installation date after lead ban | No | visual inspection at meter | 2024-07-23 |  | Non-Lead | No | No | none | Single Family Residence | Unknown | Unknown | No
Durkis, James & Deborah | 8192 NW 44TH ST | 39644980 | No | No | Non-Lead - Plastic | No | 1987 | 1 inch | Installation date after lead ban | No | Visual inspection at the meter |  |  | Non-Lead - Plastic | 1987 |  | Installation date after lead ban | No | visual inspection at meter | 2024-07-23 |  | Non-Lead | No | No | none | Single Family Residence | Unknown | Unknown | No
Mogavero, JOSEPH | 4401 NW 81ST TER | 39590228 | No | No | Non-Lead - Plastic | No | 1987 | 1 inch | Installation date after lead ban | No | Visual inspection at the meter |  |  | Non-Lead - Plastic | 1987 |  | Installation date after lead ban | No | visual inspection at meter | 2024-07-23 |  | Non-Lead | No | No | none | Single Family Residence | Unknown | Unknown | No
Mogavero, JOSEPH | 4401 NW 81ST TER | 39590352 | No | No | Non-Lead - Plastic | No | 1987 | 1 inch | Installation date after lead ban | No | Visual inspection at the meter |  |  | Non-Lead - Plastic | 1987 |  | Installation date after lead ban | No | visual inspection at meter | 2024-07-23 |  | Non-Lead | No | No | none | Single Family Residence | Unknown | Unknown | No
AYALA, RITA | 4424 NW 81ST TER | 38569826 | No | No | Non-Lead - Plastic | No | 1987 | 1 inch | Installation date after lead ban | No | Visual inspection at the meter |  |  | Non-Lead - Plastic | 1987 |  | Installation date after lead ban | No | visual inspection at meter | 2024-07-23 |  | Non-Lead | No | No | none | Single Family Residence | Unknown | Unknown | No
AYALA, RITA | 4424 NW 81ST TER | 38569827 | No | No | Non-Lead - Plastic | No | 1987 | 1 inch | Installation date after lead ban | No | Visual inspection at the meter |  |  | Non-Lead - Plastic | 1987 |  | Installation date after lead ban | No | visual inspection at meter | 2024-07-23 |  | Non-Lead | No | No | none | Single Family Residence | Unknown | Unknown | No
McEntee, | 4425 NW 81ST TER | 38636668 | No | No | Non-Lead - Plastic | No | 1987 | 1 inch | Installation date after lead ban | No | Visual inspection at the meter |  |  | Non-Lead - Plastic | 1987 |  | Installation date after lead ban | No | visual inspection at meter | 2024-07-23 |  | Non-Lead | No | No | none | Single Family Residence | Unknown | Unknown | No
McEntee, | 4425 NW 81ST TER | 38636667 | No | No | Non-Lead - Plastic | No | 1987 | 1 inch | Installation date after lead ban | No | Visual inspection at the meter |  |  | Non-Lead - Plastic | 1987 |  | Installation date after lead ban | No | visual inspection at meter | 2024-07-23 |  | Non-Lead | No | No | none | Single Family Residence | Unknown | Unknown | No
FIGUEROA, SHEENA | 8204 NW 44TH ST | 40428646 | No | No | Non-Lead - Plastic | No | 1987 | 1 inch | Installation date after lead ban | No | Visual inspection at the meter |  |  | Non-Lead - Plastic | 1987 |  | Installation date after lead ban | No | visual inspection at meter | 2024-07-23 |  | Non-Lead | No | No | none | Single Family Residence | Unknown | Unknown | No
FIGUEROA, SHEENA | 8204 NW 44TH ST | 40428647 | No | No | Non-Lead - Plastic | No | 1987 | 1 inch | Installation date after lead ban | No | Visual inspection at the meter |  |  | Non-Lead - Plastic | 1987 |  | Installation date after lead ban | No | visual inspection at meter | 2024-07-23 |  | Non-Lead | No | No | none | Single Family Residence | Unknown | Unknown | No
GALEB, FERNANDO | 4427 NW 82ND AVE | 38569810 | No | No | Non-Lead - Plastic | No | 1987 | 1 inch | Installation date after lead ban | No | Visual inspection at the meter |  |  | Non-Lead - Plastic | 1987 |  | Installation date after lead ban | No | visual inspection at meter | 2024-07-23 |  | Non-Lead | No | No | none | Single Family Residence | Unknown | Unknown | No
GALEB, FERNANDO | 4427 NW 82ND AVE | 38569811 | No | No | Non-Lead - Plastic | No | 1987 | 1 inch | Installation date after lead ban | No | Visual inspection at the meter |  |  | Non-Lead - Plastic | 1987 |  | Installation date after lead ban | No | visual inspection at meter | 2024-07-23 |  | Non-Lead | No | No | none | Single Family Residence | Unknown | Unknown | No
STEIN, ROBERT | 4435 NW 81ST TER | 38569804 | No | No | Non-Lead - Plastic | No | 1987 | 1 inch | Installation date after lead ban | No | Visual inspection at the meter |  |  | Non-Lead - Plastic | 1987 |  | Installation date after lead ban | No | visual inspection at meter | 2024-07-23 |  | Non-Lead | No | No | none | Single Family Residence | Unknown | Unknown | No
STEIN, ROBERT | 4435 NW 81ST TER | 38569805 | No | No | Non-Lead - Plastic | No | 1987 | 1 inch | Installation date after lead ban | No | Visual inspection at the meter |  |  | Non-Lead - Plastic | 1987 |  | Installation date after lead ban | No | visual inspection at meter | 2024-07-23 |  | Non-Lead | No | No | none | Single Family Residence | Unknown | Unknown | No
SARAMOUT, SIMIN | 8216 NW 44TH ST | 39170702 | No | No | Non-Lead - Plastic | No | 1987 | 1 inch | Installation date after lead ban | No | Visual inspection at the meter |  |  | Non-Lead - Plastic | 1987 |  | Installation date after lead ban | No | visual inspection at meter | 2024-07-23 |  | Non-Lead | No | No | none | Single Family Residence | Unknown | Unknown | No
SARAMOUT, SIMIN | 8216 NW 44TH ST | 39170709 | No | No | Non-Lead - Plastic | No | 1987 | 1 inch | Installation date after lead ban | No | Visual inspection at the meter |  |  | Non-Lead - Plastic | 1987 |  | Installation date after lead ban | No | visual inspection at meter | 2024-07-23 |  | Non-Lead | No | No | none | Single Family Residence | Unknown | Unknown | No
CHILA DUPRE, IMAD SHAKHSHIRE & | 4445 NW 81ST TER | 39644950 | No | No | Non-Lead - Plastic | No | 1987 | 1 inch | Installation date after lead ban | No | Visual inspection at the meter |  |  | Non-Lead - Plastic | 1987 |  | Installation date after lead ban | No | visual inspection at meter | 2024-07-23 |  | Non-Lead | No | No | none | Single Family Residence | Unknown | Unknown | No
CHILA DUPRE, IMAD SHAKHSHIRE & | 4445 NW 81ST TER | 39644951 | No | No | Non-Lead - Plastic | No | 1987 | 1 inch | Installation date after lead ban | No | Visual inspection at the meter |  |  | Non-Lead - Plastic | 1987 |  | Installation date after lead ban | No | visual inspection at meter | 2024-07-23 |  | Non-Lead | No | No | none | Single Family Residence | Unknown | Unknown | No
REICHENBERGER, CHARLES | 4455 NW 81ST TER | 38569818 | No | No | Non-Lead - Plastic | No | 1987 | 1 inch | Installation date after lead ban | No | Visual inspection at the meter |  |  | Non-Lead - Plastic | 1987 |  | Installation date after lead ban | No | visual inspection at meter | 2024-07-23 |  | Non-Lead | No | No | none | Single Family Residence | Unknown | Unknown | No
REICHENBERGER, CHARLES | 4455 NW 81ST TER | 38569819 | No | No | Non-Lead - Plastic | No | 1987 | 1 inch | Installation date after lead ban | No | Visual inspection at the meter |  |  | Non-Lead - Plastic | 1987 |  | Installation date after lead ban | No | visual inspection at meter | 2024-07-23 |  | Non-Lead | No | No | none | Single Family Residence | Unknown | Unknown | No
MOURA, GEORGE AND SHANNON | 4456 NW 81ST TER | 39590324 | No | No | Non-Lead - Plastic | No | 1987 | 1 inch | Installation date after lead ban | No | Visual inspection at the meter |  |  | Non-Lead - Plastic | 1987 |  | Installation date after lead ban | No | visual inspection at meter | 2024-07-23 |  | Non-Lead | No | No | none | Single Family Residence | Unknown | Unknown | No
MOURA, GEORGE AND SHANNON | 4456 NW 81ST TER | 39590353 | No | No | Non-Lead - Plastic | No | 1987 | 1 inch | Installation date after lead ban | No | Visual inspection at the meter |  |  | Non-Lead - Plastic | 1987 |  | Installation date after lead ban | No | visual inspection at meter | 2024-07-23 |  | Non-Lead | No | No | none | Single Family Residence | Unknown | Unknown | No
Jean-Louis, Shelly | 4446 NW 81ST TER | 39590331 | No | No | Non-Lead - Plastic | No | 1987 | 1 inch | Installation date after lead ban | No | Visual inspection at the meter |  |  | Non-Lead - Plastic | 1987 |  | Installation date after lead ban | No | visual inspection at meter | 2024-07-23 |  | Non-Lead | No | No | none | Single Family Residence | Unknown | Unknown | No
Jean-Louis, Shelly | 4446 NW 81ST TER | 39590323 | No | No | Non-Lead - Plastic | No | 1987 | 1 inch | Installation date after lead ban | No | Visual inspection at the meter |  |  | Non-Lead - Plastic | 1987 |  | Installation date after lead ban | No | visual inspection at meter | 2024-07-23 |  | Non-Lead | No | No | none | Single Family Residence | Unknown | Unknown | No
PETER BOULOUKOS, CHRISTINE FARRELL & | 4437 NW 82ND AVE | 39590220 | No | No | Non-Lead - Plastic | No | 1987 | 1 inch | Installation date after lead ban | No | Visual inspection at the meter |  |  | Non-Lead - Plastic | 1987 |  | Installation date after lead ban | No | visual inspection at meter | 2024-07-23 |  | Non-Lead | No | No | none | Single Family Residence | Unknown | Unknown | No
PETER BOULOUKOS, CHRISTINE FARRELL & | 4437 NW 82ND AVE | 39590219 | No | No | Non-Lead - Plastic | No | 1987 | 1 inch | Installation date after lead ban | No | Visual inspection at the meter |  |  | Non-Lead - Plastic | 1987 |  | Installation date after lead ban | No | visual inspection at meter | 2024-07-23 |  | Non-Lead | No | No | none | Single Family Residence | Unknown | Unknown | No
Sang, | 4434 NW 81ST TER | 40428640 | No | No | Non-Lead - Plastic | No | 1987 | 1 inch | Installation date after lead ban | No | Visual inspection at the meter |  |  | Non-Lead - Plastic | 1987 |  | Installation date after lead ban | No | visual inspection at meter | 2024-07-24 |  | Non-Lead | No | No | none | Single Family Residence | Unknown | Unknown | No
Sang, | 4434 NW 81ST TER | 39590322 | No | No | Non-Lead - Plastic | No | 1987 | 1 inch | Installation date after lead ban | No | Visual inspection at the meter |  |  | Non-Lead - Plastic | 1987 |  | Installation date after lead ban | No | visual inspection at meter | 2024-07-24 |  | Non-Lead | No | No | none | Single Family Residence | Unknown | Unknown | No
PENA, YANAISA & VICTOR | 4447 NW 82ND AVE | 52910929 | No | No | Non-Lead - Plastic | No | 1987 | 1 inch | Installation date after lead ban | No | Visual inspection at the meter |  |  | Non-Lead - Plastic | 1987 |  | Installation date after lead ban | No | visual inspection at meter | 2024-07-24 |  | Non-Lead | No | No | none | Single Family Residence | Unknown | Unknown | No
PENA, YANAISA & VICTOR | 4447 NW 82ND AVE | 52910930 | No | No | Non-Lead - Plastic | No | 1987 | 1 inch | Installation date after lead ban | No | Visual inspection at the meter |  |  | Non-Lead - Plastic | 1987 |  | Installation date after lead ban | No | visual inspection at meter | 2024-07-24 |  | Non-Lead | No | No | none | Single Family Residence | Unknown | Unknown | No
Weatherstone, Chad | 4446 NW 82ND AVE | 39170141 | No | No | Non-Lead - Plastic | No | 1987 | 1 inch | Installation date after lead ban | No | Visual inspection at the meter |  |  | Non-Lead - Plastic | 1987 |  | Installation date after lead ban | No | visual inspection at meter | 2024-07-24 |  | Non-Lead | No | No | none | Single Family Residence | Unknown | Unknown | No
Weatherstone, Chad | 4446 NW 82ND AVE | 39101412 | No | No | Non-Lead - Plastic | No | 1987 | 1 inch | Installation date after lead ban | No | Visual inspection at the meter |  |  | Non-Lead - Plastic | 1987 |  | Installation date after lead ban | No | visual inspection at meter | 2024-07-24 |  | Non-Lead | No | No | none | Single Family Residence | Unknown | Unknown | No
CIRA GARCIA, RAUL & LINARES | 4436 NW 82ND AVE | 39590230 | No | No | Non-Lead - Plastic | No | 1987 | 1 inch | Installation date after lead ban | No | Visual inspection at the meter |  |  | Non-Lead - Plastic | 1987 |  | Installation date after lead ban | No | visual inspection at meter | 2024-07-24 |  | Non-Lead | No | No | none | Single Family Residence | Unknown | Unknown | No
CIRA GARCIA, RAUL & LINARES | 4436 NW 82ND AVE | 39590229 | No | No | Non-Lead - Plastic | No | 1987 | 1 inch | Installation date after lead ban | No | Visual inspection at the meter |  |  | Non-Lead - Plastic | 1987 |  | Installation date after lead ban | No | visual inspection at meter | 2024-07-24 |  | Non-Lead | No | No | none | Single Family Residence | Unknown | Unknown | No
MARSHALL, BRET | 8228 NW 44TH ST | 39590348 | No | No | Non-Lead - Plastic | No | 1987 | 1 inch | Installation date after lead ban | No | Visual inspection at the meter |  |  | Non-Lead - Plastic | 1987 |  | Installation date after lead ban | No | visual inspection at meter | 2024-07-24 |  | Non-Lead | No | No | none | Single Family Residence | Unknown | Unknown | No
MARSHALL, BRET | 8228 NW 44TH ST | 39590349 | No | No | Non-Lead - Plastic | No | 1987 | 1 inch | Installation date after lead ban | No | Visual inspection at the meter |  |  | Non-Lead - Plastic | 1987 |  | Installation date after lead ban | No | visual inspection at meter | 2024-07-24 |  | Non-Lead | No | No | none | Single Family Residence | Unknown | Unknown | No
GIOURGAS, LISA & SOCRATES | 8240 NW 44TH ST | 39644948 | No | No | Non-Lead - Plastic | No | 1987 | 1 inch | Installation date after lead ban | No | Visual inspection at the meter |  |  | Non-Lead - Plastic | 1987 |  | Installation date after lead ban | No | visual inspection at meter | 2024-07-24 |  | Non-Lead | No | No | none | Single Family Residence | Unknown | Unknown | No
GIOURGAS, LISA & SOCRATES | 8240 NW 44TH ST | 40569949 | No | No | Non-Lead - Plastic | No | 1987 | 1 inch | Installation date after lead ban | No | Visual inspection at the meter |  |  | Non-Lead - Plastic | 1987 |  | Installation date after lead ban | No | visual inspection at meter | 2024-07-24 |  | Non-Lead | No | No | none | Single Family Residence | Unknown | Unknown | No
SHOLTY, ELISABETH | 4426 NW 82ND AVE | 39590213 | No | No | Non-Lead - Plastic | No | 1987 | 1 inch | Installation date after lead ban | No | Visual inspection at the meter |  |  | Non-Lead - Plastic | 1987 |  | Installation date after lead ban | No | visual inspection at meter | 2024-07-24 |  | Non-Lead | No | No | none | Single Family Residence | Unknown | Unknown | No
SHOLTY, ELISABETH | 4426 NW 82ND AVE | 39590307 | No | No | Non-Lead - Plastic | No | 1987 | 1 inch | Installation date after lead ban | No | Visual inspection at the meter |  |  | Non-Lead - Plastic | 1987 |  | Installation date after lead ban | No | visual inspection at meter | 2024-07-24 |  | Non-Lead | No | No | none | Single Family Residence | Unknown | Unknown | No
Wright, | 4411 NW 83RD AVE | 39590231 | No | No | Non-Lead - Plastic | No | 1987 | 1 inch | Installation date after lead ban | No | Visual inspection at the meter |  |  | Non-Lead - Plastic | 1987 |  | Installation date after lead ban | No | visual inspection at meter | 2024-07-24 |  | Non-Lead | No | No | none | Single Family Residence | Unknown | Unknown | No
Wright, | 4411 NW 83RD AVE | 54694689 | No | No | Non-Lead - Plastic | No | 1987 | 1 inch | Installation date after lead ban | No | Visual inspection at the meter |  |  | Non-Lead - Plastic | 1987 |  | Installation date after lead ban | No | visual inspection at meter | 2024-07-24 |  | Non-Lead | No | No | none | Single Family Residence | Unknown | Unknown | No
Medina, Juan | 8252 NW 44TH ST | 40569935 | No | No | Non-Lead - Plastic | No | 1987 | 1 inch | Installation date after lead ban | No | Visual inspection at the meter |  |  | Non-Lead - Plastic | 1987 |  | Installation date after lead ban | No | visual inspection at meter | 2024-07-24 |  | Non-Lead | No | No | none | Single Family Residence | Unknown | Unknown | No
Medina, Juan | 8252 NW 44TH ST | 40569936 | No | No | Non-Lead - Plastic | No | 1987 | 1 inch | Installation date after lead ban | No | Visual inspection at the meter |  |  | Non-Lead - Plastic | 1987 |  | Installation date after lead ban | No | visual inspection at meter | 2024-07-24 |  | Non-Lead | No | No | none | Single Family Residence | Unknown | Unknown | No
Matthew, | 8264 NW 44TH ST | 47099025 | No | No | Non-Lead - Plastic | No | 1987 | 1 inch | Installation date after lead ban | No | Visual inspection at the meter |  |  | Non-Lead - Plastic | 1987 |  | Installation date after lead ban | No | visual inspection at meter | 2024-07-24 |  | Non-Lead | No | No | none | Single Family Residence | Unknown | Unknown | No
Matthew, | 8264 NW 44TH ST | 47099075 | No | No | Non-Lead - Plastic | No | 1987 | 1 inch | Installation date after lead ban | No | Visual inspection at the meter |  |  | Non-Lead - Plastic | 1987 |  | Installation date after lead ban | No | visual inspection at meter | 2024-07-24 |  | Non-Lead | No | No | none | Single Family Residence | Unknown | Unknown | No
SZOPINSKI, ARNOLD AND MARILYN | 8300 NW 44TH ST | 40569933 | No | No | Non-Lead - Plastic | No | 1987 | 1 inch | Installation date after lead ban | No | Visual inspection at the meter |  |  | Non-Lead - Plastic | 1987 |  | Installation date after lead ban | No | visual inspection at meter | 2024-07-24 |  | Non-Lead | No | No | none | Single Family Residence | Unknown | Unknown | No
SZOPINSKI, ARNOLD AND MARILYN | 8300 NW 44TH ST | 40569934 | No | No | Non-Lead - Plastic | No | 1987 | 1 inch | Installation date after lead ban | No | Visual inspection at the meter |  |  | Non-Lead - Plastic | 1987 |  | Installation date after lead ban | No | visual inspection at meter | 2024-07-24 |  | Non-Lead | No | No | none | Single Family Residence | Unknown | Unknown | No
Egozcue, Anabel | 8312 NW 44TH ST | 40428655 | No | No | Non-Lead - Plastic | No | 1987 | 1 inch | Installation date after lead ban | No | Visual inspection at the meter |  |  | Non-Lead - Plastic | 1987 |  | Installation date after lead ban | No | visual inspection at meter | 2024-07-24 |  | Non-Lead | No | No | none | Single Family Residence | Unknown | Unknown | No
Egozcue, Anabel | 8312 NW 44TH ST | 40428656 | No | No | Non-Lead - Plastic | No | 1987 | 1 inch | Installation date after lead ban | No | Visual inspection at the meter |  |  | Non-Lead - Plastic | 1987 |  | Installation date after lead ban | No | visual inspection at meter | 2024-07-24 |  | Non-Lead | No | No | none | Single Family Residence | Unknown | Unknown | No
COOPER, NATASHA | 8324 NW 44TH ST | 38569806 | No | No | Non-Lead - Plastic | No | 1987 | 1 inch | Installation date after lead ban | No | Visual inspection at the meter |  |  | Non-Lead - Plastic | 1987 |  | Installation date after lead ban | No | visual inspection at meter | 2024-07-24 |  | Non-Lead | No | No | none | Single Family Residence | Unknown | Unknown | No
COOPER, NATASHA | 8324 NW 44TH ST | 38569807 | No | No | Non-Lead - Plastic | No | 1987 | 1 inch | Installation date after lead ban | No | Visual inspection at the meter |  |  | Non-Lead - Plastic | 1987 |  | Installation date after lead ban | No | visual inspection at meter | 2024-07-24 |  | Non-Lead | No | No | none | Single Family Residence | Unknown | Unknown | No
Mascarenhas, MATTHEW | 8336 NW 44TH ST | 38569789 | No | No | Non-Lead - Plastic | No | 1987 | 1 inch | Installation date after lead ban | No | Visual inspection at the meter |  |  | Non-Lead - Plastic | 1987 |  | Installation date after lead ban | No | visual inspection at meter | 2024-07-24 |  | Non-Lead | No | No | none | Single Family Residence | Unknown | Unknown | No
Mascarenhas, MATTHEW | 8336 NW 44TH ST | 38569788 | No | No | Non-Lead - Plastic | No | 1987 | 1 inch | Installation date after lead ban | No | Visual inspection at the meter |  |  | Non-Lead - Plastic | 1987 |  | Installation date after lead ban | No | visual inspection at meter | 2024-07-24 |  | Non-Lead | No | No | none | Single Family Residence | Unknown | Unknown | No
Churchill, | 8348 NW 44TH ST | 39590336 | No | No | Non-Lead - Plastic | No | 1987 | 1 inch | Installation date after lead ban | No | Visual inspection at the meter |  |  | Non-Lead - Plastic | 1987 |  | Installation date after lead ban | No | visual inspection at meter | 2024-07-24 |  | Non-Lead | No | No | none | Single Family Residence | Unknown | Unknown | No
Churchill, | 8348 NW 44TH ST | 54694656 | No | No | Non-Lead - Plastic | No | 1987 | 1 inch | Installation date after lead ban | No | Visual inspection at the meter |  |  | Non-Lead - Plastic | 1987 |  | Installation date after lead ban | No | visual inspection at meter | 2024-07-24 |  | Non-Lead | No | No | none | Single Family Residence | Unknown | Unknown | No
PAMELA PHOENIX, MICHAEL LEWIS & | 8355 NW 44TH ST | 39170721 | No | No | Non-Lead - Plastic | No | 1987 | 1 inch | Installation date after lead ban | No | Visual inspection at the meter |  |  | Non-Lead - Plastic | 1987 |  | Installation date after lead ban | No | visual inspection at meter | 2024-07-24 |  | Non-Lead | No | No | none | Single Family Residence | Unknown | Unknown | No
PAMELA PHOENIX, MICHAEL LEWIS & | 8355 NW 44TH ST | 39170718 | No | No | Non-Lead - Plastic | No | 1987 | 1 inch | Installation date after lead ban | No | Visual inspection at the meter |  |  | Non-Lead - Plastic | 1987 |  | Installation date after lead ban | No | visual inspection at meter | 2024-07-24 |  | Non-Lead | No | No | none | Single Family Residence | Unknown | Unknown | No
Findeisen, | 8347 NW 44TH ST | 54694664 | No | No | Non-Lead - Plastic | No | 1987 | 1 inch | Installation date after lead ban | No | Visual inspection at the meter |  |  | Non-Lead - Plastic | 1987 |  | Installation date after lead ban | No | visual inspection at meter | 2024-07-24 |  | Non-Lead | No | No | none | Single Family Residence | Unknown | Unknown | No
PEREZ, JOHN AND MARIA ELENA | 8335 NW 44TH ST | 34590345 | No | No | Non-Lead - Plastic | No | 1987 | 1 inch | Installation date after lead ban | No | Visual inspection at the meter |  |  | Non-Lead - Plastic | 1987 |  | Installation date after lead ban | No | visual inspection at meter | 2024-07-24 |  | Non-Lead | No | No | none | Single Family Residence | Unknown | Unknown | No
PEREZ, JOHN AND MARIA ELENA | 8335 NW 44TH ST | 39590344 | No | No | Non-Lead - Plastic | No | 1987 | 1 inch | Installation date after lead ban | No | Visual inspection at the meter |  |  | Non-Lead - Plastic | 1987 |  | Installation date after lead ban | No | visual inspection at meter | 2024-07-24 |  | Non-Lead | No | No | none | Single Family Residence | Unknown | Unknown | No
JACKSON, HYACINTH & BARBARITA | 4433 NW 83RD AVE | 38569838 | No | No | Non-Lead - Plastic | No | 1987 | 1 inch | Installation date after lead ban | No | Visual inspection at the meter |  |  | Non-Lead - Plastic | 1987 |  | Installation date after lead ban | No | visual inspection at meter | 2024-07-24 |  | Non-Lead | No | No | none | Single Family Residence | Unknown | Unknown | No
JACKSON, HYACINTH & BARBARITA | 4433 NW 83RD AVE | 38567828 | No | No | Non-Lead - Plastic | No | 1987 | 1 inch | Installation date after lead ban | No | Visual inspection at the meter |  |  | Non-Lead - Plastic | 1987 |  | Installation date after lead ban | No | visual inspection at meter | 2024-07-24 |  | Non-Lead | No | No | none | Single Family Residence | Unknown | Unknown | No
PIERSON, PAUL | 4530 NW 83RD LN | 39590288 | No | No | Non-Lead - Plastic | No | 1987 | 1 inch | Installation date after lead ban | No | Visual inspection at the meter |  |  | Non-Lead - Plastic | 1987 |  | Installation date after lead ban | No | visual inspection at meter | 2024-07-24 |  | Non-Lead | No | No | none | Single Family Residence | Unknown | Unknown | No
PIERSON, PAUL | 4530 NW 83RD LN | 39590089 | No | No | Non-Lead - Plastic | No | 1987 | 1 inch | Installation date after lead ban | No | Visual inspection at the meter |  |  | Non-Lead - Plastic | 1987 |  | Installation date after lead ban | No | visual inspection at meter | 2024-07-24 |  | Non-Lead | No | No | none | Single Family Residence | Unknown | Unknown | No
KENNEDY, JAMES | 4455 NW 83RD AVE | 38569808 | No | No | Non-Lead - Plastic | No | 1987 | 1 inch | Installation date after lead ban | No | Visual inspection at the meter |  |  | Non-Lead - Plastic | 1987 |  | Installation date after lead ban | No | visual inspection at meter | 2024-07-24 |  | Non-Lead | No | No | none | Single Family Residence | Unknown | Unknown | No
KENNEDY, JAMES | 4455 NW 83RD AVE | 38569809 | No | No | Non-Lead - Plastic | No | 1987 | 1 inch | Installation date after lead ban | No | Visual inspection at the meter |  |  | Non-Lead - Plastic | 1987 |  | Installation date after lead ban | No | visual inspection at meter | 2024-07-24 |  | Non-Lead | No | No | none | Single Family Residence | Unknown | Unknown | No
DONISI, CHERYL | 4560 NW 83RD LN | 39590330 | No | No | Non-Lead - Plastic | No | 1987 | 1 inch | Installation date after lead ban | No | Visual inspection at the meter |  |  | Non-Lead - Plastic | 1987 |  | Installation date after lead ban | No | visual inspection at meter | 2024-07-24 |  | Non-Lead | No | No | none | Single Family Residence | Unknown | Unknown | No
DONISI, CHERYL | 4560 NW 83RD LN | 39590332 | No | No | Non-Lead - Plastic | No | 1987 | 1 inch | Installation date after lead ban | No | Visual inspection at the meter |  |  | Non-Lead - Plastic | 1987 |  | Installation date after lead ban | No | visual inspection at meter | 2024-07-24 |  | Non-Lead | No | No | none | Single Family Residence | Unknown | Unknown | No
JANUS, ANN MARIE | 4590 NW 83RD LN | 39170714 | No | No | Non-Lead - Plastic | No | 1987 | 1 inch | Installation date after lead ban | No | Visual inspection at the meter |  |  | Non-Lead - Plastic | 1987 |  | Installation date after lead ban | No | visual inspection at meter | 2024-07-24 |  | Non-Lead | No | No | none | Single Family Residence | Unknown | Unknown | No
JANUS, ANN MARIE | 4590 NW 83RD LN | 39170751 | No | No | Non-Lead - Plastic | No | 1987 | 1 inch | Installation date after lead ban | No | Visual inspection at the meter |  |  | Non-Lead - Plastic | 1987 |  | Installation date after lead ban | No | visual inspection at meter | 2024-07-24 |  | Non-Lead | No | No | none | Single Family Residence | Unknown | Unknown | No
Williams, Olivinne | 8400 NW 45TH MNR | 40428633 | No | No | Non-Lead - Plastic | No | 1987 | 1 inch | Installation date after lead ban | No | Visual inspection at the meter |  |  | Non-Lead - Plastic | 1987 |  | Installation date after lead ban | No | visual inspection at meter | 2024-07-24 |  | Non-Lead | No | No | none | Single Family Residence | Unknown | Unknown | No
Williams, Olivinne | 8400 NW 45TH MNR | 40428634 | No | No | Non-Lead - Plastic | No | 1987 | 1 inch | Installation date after lead ban | No | Visual inspection at the meter |  |  | Non-Lead - Plastic | 1987 |  | Installation date after lead ban | No | visual inspection at meter | 2024-07-24 |  | Non-Lead | No | No | none | Single Family Residence | Unknown | Unknown | No
Carvalho, Adriana | 8410 NW 45TH MNR | 38569791 | No | No | Non-Lead - Plastic | No | 1987 | 1 inch | Installation date after lead ban | No | Visual inspection at the meter |  |  | Non-Lead - Plastic | 1987 |  | Installation date after lead ban | No | visual inspection at meter | 2024-07-24 |  | Non-Lead | No | No | none | Single Family Residence | Unknown | Unknown | No
Carvalho, Adriana | 8410 NW 45TH MNR | 38569790 | No | No | Non-Lead - Plastic | No | 1987 | 1 inch | Installation date after lead ban | No | Visual inspection at the meter |  |  | Non-Lead - Plastic | 1987 |  | Installation date after lead ban | No | visual inspection at meter | 2024-07-24 |  | Non-Lead | No | No | none | Single Family Residence | Unknown | Unknown | No
NALL, AMANDA | 8420 NW 45TH MNR | 38569820 | No | No | Non-Lead - Plastic | No | 1987 | 1 inch | Installation date after lead ban | No | Visual inspection at the meter |  |  | Non-Lead - Plastic | 1987 |  | Installation date after lead ban | No | visual inspection at meter | 2024-07-24 |  | Non-Lead | No | No | none | Single Family Residence | Unknown | Unknown | No
NALL, AMANDA | 8420 NW 45TH MNR | 38569821 | No | No | Non-Lead - Plastic | No | 1987 | 1 inch | Installation date after lead ban | No | Visual inspection at the meter |  |  | Non-Lead - Plastic | 1987 |  | Installation date after lead ban | No | visual inspection at meter | 2024-07-24 |  | Non-Lead | No | No | none | Single Family Residence | Unknown | Unknown | No
DAVY, NICHOLAS | 8430 NW 45TH MNR | 40569948 | No | No | Non-Lead - Plastic | No | 1987 | 1 inch | Installation date after lead ban | No | Visual inspection at the meter |  |  | Non-Lead - Plastic | 1987 |  | Installation date after lead ban | No | visual inspection at meter | 2024-07-24 |  | Non-Lead | No | No | none | Single Family Residence | Unknown | Unknown | No
DAVY, NICHOLAS | 8430 NW 45TH MNR | 39644947 | No | No | Non-Lead - Plastic | No | 1987 | 1 inch | Installation date after lead ban | No | Visual inspection at the meter |  |  | Non-Lead - Plastic | 1987 |  | Installation date after lead ban | No | visual inspection at meter | 2024-07-24 |  | Non-Lead | No | No | none | Single Family Residence | Unknown | Unknown | No
NALL, DANIEL & CAROLINE | 8440 NW 45TH MNR | 40428641 | No | No | Non-Lead - Plastic | No | 1987 | 1 inch | Installation date after lead ban | No | Visual inspection at the meter |  |  | Non-Lead - Plastic | 1987 |  | Installation date after lead ban | No | visual inspection at meter | 2024-07-24 |  | Non-Lead | No | No | none | Single Family Residence | Unknown | Unknown | No
NALL, DANIEL & CAROLINE | 8440 NW 45TH MNR | 40428642 | No | No | Non-Lead - Plastic | No | 1987 | 1 inch | Installation date after lead ban | No | Visual inspection at the meter |  |  | Non-Lead - Plastic | 1987 |  | Installation date after lead ban | No | visual inspection at meter | 2024-07-24 |  | Non-Lead | No | No | none | Single Family Residence | Unknown | Unknown | No
EWING, DANIELA | 8450 NW 45TH MNR | 40428648 | No | No | Non-Lead - Plastic | No | 1987 | 1 inch | Installation date after lead ban | No | Visual inspection at the meter |  |  | Non-Lead - Plastic | 1987 |  | Installation date after lead ban | No | visual inspection at meter | 2024-07-24 |  | Non-Lead | No | No | none | Single Family Residence | Unknown | Unknown | No
EWING, DANIELA | 8450 NW 45TH MNR | 39644949 | No | No | Non-Lead - Plastic | No | 1987 | 1 inch | Installation date after lead ban | No | Visual inspection at the meter |  |  | Non-Lead - Plastic | 1987 |  | Installation date after lead ban | No | visual inspection at meter | 2024-07-24 |  | Non-Lead | No | No | none | Single Family Residence | Unknown | Unknown | No
Thornberry, Anya | 8460 NW 45TH MNR | 39644977 | No | No | Non-Lead - Plastic | No | 1987 | 1 inch | Installation date after lead ban | No | Visual inspection at the meter |  |  | Non-Lead - Plastic | 1987 |  | Installation date after lead ban | No | visual inspection at meter | 2024-07-24 |  | Non-Lead | No | No | none | Single Family Residence | Unknown | Unknown | No
Thornberry, Anya | 8460 NW 45TH MNR | 39644978 | No | No | Non-Lead - Plastic | No | 1987 | 1 inch | Installation date after lead ban | No | Visual inspection at the meter |  |  | Non-Lead - Plastic | 1987 |  | Installation date after lead ban | No | visual inspection at meter | 2024-07-24 |  | Non-Lead | No | No | none | Single Family Residence | Unknown | Unknown | No
DeOLIVEIRA, JULIANA | 8470 NW 45TH MNR | 39590833 | No | No | Non-Lead - Plastic | No | 1987 | 1 inch | Installation date after lead ban | No | Visual inspection at the meter |  |  | Non-Lead - Plastic | 1987 |  | Installation date after lead ban | No | visual inspection at meter | 2024-07-24 |  | Non-Lead | No | No | none | Single Family Residence | Unknown | Unknown | No
DeOLIVEIRA, JULIANA | 8470 NW 45TH MNR | 40428653 | No | No | Non-Lead - Plastic | No | 1987 | 1 inch | Installation date after lead ban | No | Visual inspection at the meter |  |  | Non-Lead - Plastic | 1987 |  | Installation date after lead ban | No | visual inspection at meter | 2024-07-24 |  | Non-Lead | No | No | none | Single Family Residence | Unknown | Unknown | No
MARCIN, MIKE & CAROL | 4535 NW 85TH AVE | 47099044 | No | No | Non-Lead - Plastic | No | 1987 | 1 inch | Installation date after lead ban | No | Visual inspection at the meter |  |  | Non-Lead - Plastic | 1987 |  | Installation date after lead ban | No | visual inspection at meter | 2024-07-24 |  | Non-Lead | No | No | none | Single Family Residence | Unknown | Unknown | No
MARCIN, MIKE & CAROL | 4535 NW 85TH AVE | 54694600 | No | No | Non-Lead - Plastic | No | 1987 | 1 inch | Installation date after lead ban | No | Visual inspection at the meter |  |  | Non-Lead - Plastic | 1987 |  | Installation date after lead ban | No | visual inspection at meter | 2024-07-24 |  | Non-Lead | No | No | none | Single Family Residence | Unknown | Unknown | No
Bloshinsky, Gregory | 4550 NW 85TH AVE | 38533285 | No | No | Non-Lead - Plastic | No | 1987 | 1 inch | Installation date after lead ban | No | Visual inspection at the meter |  |  | Non-Lead - Plastic | 1987 |  | Installation date after lead ban | No | visual inspection at meter | 2024-07-24 |  | Non-Lead | No | No | none | Single Family Residence | Unknown | Unknown | No
Bloshinsky, Gregory | 4550 NW 85TH AVE | 38533284 | No | No | Non-Lead - Plastic | No | 1987 | 1 inch | Installation date after lead ban | No | Visual inspection at the meter |  |  | Non-Lead - Plastic | 1987 |  | Installation date after lead ban | No | visual inspection at meter | 2024-07-24 |  | Non-Lead | No | No | none | Single Family Residence | Unknown | Unknown | No
Hect, Sam | 4538 NW 85TH AVE | 49140076 | No | No | Non-Lead - Plastic | No | 1987 | 1 inch | Installation date after lead ban | No | Visual inspection at the meter |  |  | Non-Lead - Plastic | 1987 |  | Installation date after lead ban | No | visual inspection at meter | 2024-07-24 |  | Non-Lead | No | No | none | Single Family Residence | Unknown | Unknown | No
Hect, Sam | 4538 NW 85TH AVE | 39590303 | No | No | Non-Lead - Plastic | No | 1987 | 1 inch | Installation date after lead ban | No | Visual inspection at the meter |  |  | Non-Lead - Plastic | 1987 |  | Installation date after lead ban | No | visual inspection at meter | 2024-07-24 |  | Non-Lead | No | No | none | Single Family Residence | Unknown | Unknown | No
TOTTEN, BILL | 4526 NW 85TH AVE | 38569841 | No | No | Non-Lead - Plastic | No | 1987 | 1 inch | Installation date after lead ban | No | Visual inspection at the meter |  |  | Non-Lead - Plastic | 1987 |  | Installation date after lead ban | No | visual inspection at meter | 2024-07-24 |  | Non-Lead | No | No | none | Single Family Residence | Unknown | Unknown | No
TOTTEN, BILL | 4526 NW 85TH AVE | 38569842 | No | No | Non-Lead - Plastic | No | 1987 | 1 inch | Installation date after lead ban | No | Visual inspection at the meter |  |  | Non-Lead - Plastic | 1987 |  | Installation date after lead ban | No | visual inspection at meter | 2024-07-24 |  | Non-Lead | No | No | none | Single Family Residence | Unknown | Unknown | No
Grimaldi, | 4514 NW 85TH AVE | 47099033 | No | No | Non-Lead - Plastic | No | 1987 | 1 inch | Installation date after lead ban | No | Visual inspection at the meter |  |  | Non-Lead - Plastic | 1987 |  | Installation date after lead ban | No | visual inspection at meter | 2024-07-24 |  | Non-Lead | No | No | none | Single Family Residence | Unknown | Unknown | No
Grimaldi, | 4514 NW 85TH AVE | 47099034 | No | No | Non-Lead - Plastic | No | 1987 | 1 inch | Installation date after lead ban | No | Visual inspection at the meter |  |  | Non-Lead - Plastic | 1987 |  | Installation date after lead ban | No | visual inspection at meter | 2024-07-24 |  | Non-Lead | No | No | none | Single Family Residence | Unknown | Unknown | No
PARIAUG, JEAN & SHAWN | 4525 NW 85TH AVE | 40569952 | No | No | Non-Lead - Plastic | No | 1987 | 1 inch | Installation date after lead ban | No | Visual inspection at the meter |  |  | Non-Lead - Plastic | 1987 |  | Installation date after lead ban | No | visual inspection at meter | 2024-07-24 |  | Non-Lead | No | No | none | Single Family Residence | Unknown | Unknown | No
PARIAUG, JEAN & SHAWN | 4525 NW 85TH AVE | 39644945 | No | No | Non-Lead - Plastic | No | 1987 | 1 inch | Installation date after lead ban | No | Visual inspection at the meter |  |  | Non-Lead - Plastic | 1987 |  | Installation date after lead ban | No | visual inspection at meter | 2024-07-24 |  | Non-Lead | No | No | none | Single Family Residence | Unknown | Unknown | No
Khan, Haroon | 4515 NW 85TH AVE | 39590304 | No | No | Non-Lead - Plastic | No | 1987 | 1 inch | Installation date after lead ban | No | Visual inspection at the meter |  |  | Non-Lead - Plastic | 1987 |  | Installation date after lead ban | No | visual inspection at meter | 2024-07-24 |  | Non-Lead | No | No | none | Single Family Residence | Unknown | Unknown | No
Khan, Haroon | 4515 NW 85TH AVE | 39590305 | No | No | Non-Lead - Plastic | No | 1987 | 1 inch | Installation date after lead ban | No | Visual inspection at the meter |  |  | Non-Lead - Plastic | 1987 |  | Installation date after lead ban | No | visual inspection at meter | 2024-07-24 |  | Non-Lead | No | No | none | Single Family Residence | Unknown | Unknown | No
QUINTERO, JUAN | 8503 NW 45TH ST | 34417846 | No | No | Non-Lead - Plastic | No | 1987 | 1 inch | Installation date after lead ban | No | Visual inspection at the meter |  |  | Non-Lead - Plastic | 1987 |  | Installation date after lead ban | No | visual inspection at meter | 2024-07-24 |  | Non-Lead | No | No | none | Single Family Residence | Unknown | Unknown | No
QUINTERO, JUAN | 8503 NW 45TH ST | 54694642 | No | No | Non-Lead - Plastic | No | 1987 | 1 inch | Installation date after lead ban | No | Visual inspection at the meter |  |  | Non-Lead - Plastic | 1987 |  | Installation date after lead ban | No | visual inspection at meter | 2024-07-24 |  | Non-Lead | No | No | none | Single Family Residence | Unknown | Unknown | No
Denburg, Shloime | 4505 NW 85TH AVE | 47099065 | No | No | Non-Lead - Plastic | No | 1987 | 1 inch | Installation date after lead ban | No | Visual inspection at the meter |  |  | Non-Lead - Plastic | 1987 |  | Installation date after lead ban | No | visual inspection at meter | 2024-07-24 |  | Non-Lead | No | No | none | Single Family Residence | Unknown | Unknown | No
Denburg, Shloime | 4505 NW 85TH AVE | 47099066 | No | No | Non-Lead - Plastic | No | 1987 | 1 inch | Installation date after lead ban | No | Visual inspection at the meter |  |  | Non-Lead - Plastic | 1987 |  | Installation date after lead ban | No | visual inspection at meter | 2024-07-24 |  | Non-Lead | No | No | none | Single Family Residence | Unknown | Unknown | No
RUELKE, CHARLES | 8525 NW 45TH ST | 34417811 | No | No | Non-Lead - Plastic | No | 1987 | 1 inch | Installation date after lead ban | No | Visual inspection at the meter |  |  | Non-Lead - Plastic | 1987 |  | Installation date after lead ban | No | visual inspection at meter | 2024-07-24 |  | Non-Lead | No | No | none | Single Family Residence | Unknown | Unknown | No
RUELKE, CHARLES | 8525 NW 45TH ST | 34417814 | No | No | Non-Lead - Plastic | No | 1987 | 1 inch | Installation date after lead ban | No | Visual inspection at the meter |  |  | Non-Lead - Plastic | 1987 |  | Installation date after lead ban | No | visual inspection at meter | 2024-07-24 |  | Non-Lead | No | No | none | Single Family Residence | Unknown | Unknown | No
PRUES, MICHELE | 8537 NW 45TH ST | 34417844 | No | No | Non-Lead - Plastic | No | 1987 | 1 inch | Installation date after lead ban | No | Visual inspection at the meter |  |  | Non-Lead - Plastic | 1987 |  | Installation date after lead ban | No | visual inspection at meter | 2024-07-24 |  | Non-Lead | No | No | none | Single Family Residence | Unknown | Unknown | No
PRUES, MICHELE | 8537 NW 45TH ST | 34417843 | No | No | Non-Lead - Plastic | No | 1987 | 1 inch | Installation date after lead ban | No | Visual inspection at the meter |  |  | Non-Lead - Plastic | 1987 |  | Installation date after lead ban | No | visual inspection at meter | 2024-07-24 |  | Non-Lead | No | No | none | Single Family Residence | Unknown | Unknown | No
SEEMONGAL, NARESH & HARDAL | 8549 NW 45TH ST | 37688947 | No | No | Non-Lead - Plastic | No | 1987 | 1 inch | Installation date after lead ban | No | Visual inspection at the meter |  |  | Non-Lead - Plastic | 1987 |  | Installation date after lead ban | No | visual inspection at meter | 2024-07-24 |  | Non-Lead | No | No | none | Single Family Residence | Unknown | Unknown | No
SEEMONGAL, NARESH & HARDAL | 8549 NW 45TH ST | 37688948 | No | No | Non-Lead - Plastic | No | 1987 | 1 inch | Installation date after lead ban | No | Visual inspection at the meter |  |  | Non-Lead - Plastic | 1987 |  | Installation date after lead ban | No | visual inspection at meter | 2024-07-24 |  | Non-Lead | No | No | none | Single Family Residence | Unknown | Unknown | No
Blanco, Maria | 8601 NW 45TH ST | 38569786 | No | No | Non-Lead - Plastic | No | 1987 | 1 inch | Installation date after lead ban | No | Visual inspection at the meter |  |  | Non-Lead - Plastic | 1987 |  | Installation date after lead ban | No | visual inspection at meter | 2024-07-24 |  | Non-Lead | No | No | none | Single Family Residence | Unknown | Unknown | No
Blanco, Maria | 8601 NW 45TH ST | 38569787 | No | No | Non-Lead - Plastic | No | 1987 | 1 inch | Installation date after lead ban | No | Visual inspection at the meter |  |  | Non-Lead - Plastic | 1987 |  | Installation date after lead ban | No | visual inspection at meter | 2024-07-24 |  | Non-Lead | No | No | none | Single Family Residence | Unknown | Unknown | No
SILVERMAN, DEBBIE | 8600 NW 45TH ST | 52337567 | No | No | Non-Lead - Plastic | No | 1987 | 1 inch | Installation date after lead ban | No | Visual inspection at the meter |  |  | Non-Lead - Plastic | 1987 |  | Installation date after lead ban | No | visual inspection at meter | 2024-07-24 |  | Non-Lead | No | No | none | Single Family Residence | Unknown | Unknown | No
SILVERMAN, DEBBIE | 8600 NW 45TH ST | 52337568 | No | No | Non-Lead - Plastic | No | 1987 | 1 inch | Installation date after lead ban | No | Visual inspection at the meter |  |  | Non-Lead - Plastic | 1987 |  | Installation date after lead ban | No | visual inspection at meter | 2024-07-24 |  | Non-Lead | No | No | none | Single Family Residence | Unknown | Unknown | No
SNITKOVSKAIA, ANNA | 8548 NW 45TH ST | 52337565 | No | No | Non-Lead - Plastic | No | 1987 | 1 inch | Installation date after lead ban | No | Visual inspection at the meter |  |  | Non-Lead - Plastic | 1987 |  | Installation date after lead ban | No | visual inspection at meter | 2024-07-24 |  | Non-Lead | No | No | none | Single Family Residence | Unknown | Unknown | No
SNITKOVSKAIA, ANNA | 8548 NW 45TH ST | 52337566 | No | No | Non-Lead - Plastic | No | 1987 | 1 inch | Installation date after lead ban | No | Visual inspection at the meter |  |  | Non-Lead - Plastic | 1987 |  | Installation date after lead ban | No | visual inspection at meter | 2024-07-24 |  | Non-Lead | No | No | none | Single Family Residence | Unknown | Unknown | No
TATIANA BRUZZO, GUSTAVO PEREZ & | 8536 NW 45TH ST | 38569793 | No | No | Non-Lead - Plastic | No | 1987 | 1 inch | Installation date after lead ban | No | Visual inspection at the meter |  |  | Non-Lead - Plastic | 1987 |  | Installation date after lead ban | No | visual inspection at meter | 2024-07-24 |  | Non-Lead | No | No | none | Single Family Residence | Unknown | Unknown | No
TATIANA BRUZZO, GUSTAVO PEREZ & | 8536 NW 45TH ST | 38569792 | No | No | Non-Lead - Plastic | No | 1987 | 1 inch | Installation date after lead ban | No | Visual inspection at the meter |  |  | Non-Lead - Plastic | 1987 |  | Installation date after lead ban | No | visual inspection at meter | 2024-07-24 |  | Non-Lead | No | No | none | Single Family Residence | Unknown | Unknown | No
ALBERTI, ALISON | 8524 NW 45TH ST | 38569833 | No | No | Non-Lead - Plastic | No | 1987 | 1 inch | Installation date after lead ban | No | Visual inspection at the meter |  |  | Non-Lead - Plastic | 1987 |  | Installation date after lead ban | No | visual inspection at meter | 2024-07-24 |  | Non-Lead | No | No | none | Single Family Residence | Unknown | Unknown | No
ALBERTI, ALISON | 8524 NW 45TH ST | 38569832 | No | No | Non-Lead - Plastic | No | 1987 | 1 inch | Installation date after lead ban | No | Visual inspection at the meter |  |  | Non-Lead - Plastic | 1987 |  | Installation date after lead ban | No | visual inspection at meter | 2024-07-24 |  | Non-Lead | No | No | none | Single Family Residence | Unknown | Unknown | No
GEE, RICHARD | 8512 NW 45TH ST | 38533282 | No | No | Non-Lead - Plastic | No | 1987 | 1 inch | Installation date after lead ban | No | Visual inspection at the meter |  |  | Non-Lead - Plastic | 1987 |  | Installation date after lead ban | No | visual inspection at meter | 2024-07-24 |  | Non-Lead | No | No | none | Single Family Residence | Unknown | Unknown | No
GEE, RICHARD | 8512 NW 45TH ST | 38533283 | No | No | Non-Lead - Plastic | No | 1987 | 1 inch | Installation date after lead ban | No | Visual inspection at the meter |  |  | Non-Lead - Plastic | 1987 |  | Installation date after lead ban | No | visual inspection at meter | 2024-07-24 |  | Non-Lead | No | No | none | Single Family Residence | Unknown | Unknown | No
MAYO, COBY | 8500 NW 45TH ST | 34417848 | No | No | Non-Lead - Plastic | No | 1987 | 1 inch | Installation date after lead ban | No | Visual inspection at the meter |  |  | Non-Lead - Plastic | 1987 |  | Installation date after lead ban | No | visual inspection at meter | 2024-07-24 |  | Non-Lead | No | No | none | Single Family Residence | Unknown | Unknown | No
MAYO, COBY | 8500 NW 45TH ST | 54694624 | No | No | Non-Lead - Plastic | No | 1987 | 1 inch | Installation date after lead ban | No | Visual inspection at the meter |  |  | Non-Lead - Plastic | 1987 |  | Installation date after lead ban | No | visual inspection at meter | 2024-07-24 |  | Non-Lead | No | No | none | Single Family Residence | Unknown | Unknown | No
Watson, John | 4500 NW 83RD LN | 38569840 | No | No | Non-Lead - Plastic | No | 1987 | 1 inch | Installation date after lead ban | No | Visual inspection at the meter |  |  | Non-Lead - Plastic | 1987 |  | Installation date after lead ban | No | visual inspection at meter | 2024-07-24 |  | Non-Lead | No | No | none | Single Family Residence | Unknown | Unknown | No
Watson, John | 4500 NW 83RD LN | 54694643 | No | No | Non-Lead - Plastic | No | 1987 | 1 inch | Installation date after lead ban | No | Visual inspection at the meter |  |  | Non-Lead - Plastic | 1987 |  | Installation date after lead ban | No | visual inspection at meter | 2024-07-24 |  | Non-Lead | No | No | none | Single Family Residence | Unknown | Unknown | No
Knize, FRANCIS/EUGENIJA | 8413 NW 44TH CT | 39590346 | No | No | Non-Lead - Plastic | No | 1987 | 1 inch | Installation date after lead ban | No | Visual inspection at the meter |  |  | Non-Lead - Plastic | 1987 |  | Installation date after lead ban | No | visual inspection at meter | 2024-07-24 |  | Non-Lead | No | No | none | Single Family Residence | Unknown | Unknown | No
Knize, FRANCIS/EUGENIJA | 8413 NW 44TH CT | 39590517 | No | No | Non-Lead - Plastic | No | 1987 | 1 inch | Installation date after lead ban | No | Visual inspection at the meter |  |  | Non-Lead - Plastic | 1987 |  | Installation date after lead ban | No | visual inspection at meter | 2024-07-24 |  | Non-Lead | No | No | none | Single Family Residence | Unknown | Unknown | No
Palacio, Felipe | 8425 NW 44TH CT | 39590295 | No | No | Non-Lead - Plastic | No | 1987 | 1 inch | Installation date after lead ban | No | Visual inspection at the meter |  |  | Non-Lead - Plastic | 1987 |  | Installation date after lead ban | No | visual inspection at meter | 2024-07-24 |  | Non-Lead | No | No | none | Single Family Residence | Unknown | Unknown | No
Palacio, Felipe | 8425 NW 44TH CT | 39590296 | No | No | Non-Lead - Plastic | No | 1987 | 1 inch | Installation date after lead ban | No | Visual inspection at the meter |  |  | Non-Lead - Plastic | 1987 |  | Installation date after lead ban | No | visual inspection at meter | 2024-07-24 |  | Non-Lead | No | No | none | Single Family Residence | Unknown | Unknown | No
BASTOKY, ALEXANDRA & NATAN | 4455 NW 84TH AVE | 34215192 | No | No | Non-Lead - Plastic | No | 1987 | 1 inch | Installation date after lead ban | No | Visual inspection at the meter |  |  | Non-Lead - Plastic | 1987 |  | Installation date after lead ban | No | visual inspection at meter | 2024-07-24 |  | Non-Lead | No | No | none | Single Family Residence | Unknown | Unknown | No
BASTOKY, ALEXANDRA & NATAN | 4455 NW 84TH AVE | 54694657 | No | No | Non-Lead - Plastic | No | 1987 | 1 inch | Installation date after lead ban | No | Visual inspection at the meter |  |  | Non-Lead - Plastic | 1987 |  | Installation date after lead ban | No | visual inspection at meter | 2024-07-24 |  | Non-Lead | No | No | none | Single Family Residence | Unknown | Unknown | No
Beauregard, Joey | 4435 NW 84TH AVE | 34215194 | No | No | Non-Lead - Plastic | No | 1987 | 1 inch | Installation date after lead ban | No | Visual inspection at the meter |  |  | Non-Lead - Plastic | 1987 |  | Installation date after lead ban | No | visual inspection at meter | 2024-07-24 |  | Non-Lead | No | No | none | Single Family Residence | Unknown | Unknown | No
Beauregard, Joey | 4435 NW 84TH AVE | 34215191 | No | No | Non-Lead - Plastic | No | 1987 | 1 inch | Installation date after lead ban | No | Visual inspection at the meter |  |  | Non-Lead - Plastic | 1987 |  | Installation date after lead ban | No | visual inspection at meter | 2024-07-24 |  | Non-Lead | No | No | none | Single Family Residence | Unknown | Unknown | No
Le, Man | 4415 NW 84TH AVE | 34417798 | No | No | Non-Lead - Plastic | No | 1987 | 1 inch | Installation date after lead ban | No | Visual inspection at the meter |  |  | Non-Lead - Plastic | 1987 |  | Installation date after lead ban | No | visual inspection at meter | 2024-07-24 |  | Non-Lead | No | No | none | Single Family Residence | Unknown | Unknown | No
Le, Man | 4415 NW 84TH AVE | 32732206 | No | No | Non-Lead - Plastic | No | 1987 | 1 inch | Installation date after lead ban | No | Visual inspection at the meter |  |  | Non-Lead - Plastic | 1987 |  | Installation date after lead ban | No | visual inspection at meter | 2024-07-24 |  | Non-Lead | No | No | none | Single Family Residence | Unknown | Unknown | No
LINDA DOOLEY, BETTY LIMA AND | 4424 NW 84TH AVE | 34417804 | No | No | Non-Lead - Plastic | No | 1987 | 1 inch | Installation date after lead ban | No | Visual inspection at the meter |  |  | Non-Lead - Plastic | 1987 |  | Installation date after lead ban | No | visual inspection at meter | 2024-07-24 |  | Non-Lead | No | No | none | Single Family Residence | Unknown | Unknown | No
LINDA DOOLEY, BETTY LIMA AND | 4424 NW 84TH AVE | 34417805 | No | No | Non-Lead - Plastic | No | 1987 | 1 inch | Installation date after lead ban | No | Visual inspection at the meter |  |  | Non-Lead - Plastic | 1987 |  | Installation date after lead ban | No | visual inspection at meter | 2024-07-24 |  | Non-Lead | No | No | none | Single Family Residence | Unknown | Unknown | No
BARAR, JALEH | 4444 NW 84TH AVE | 34417793 | No | No | Non-Lead - Plastic | No | 1987 | 1 inch | Installation date after lead ban | No | Visual inspection at the meter |  |  | Non-Lead - Plastic | 1987 |  | Installation date after lead ban | No | visual inspection at meter | 2024-07-24 |  | Non-Lead | No | No | none | Single Family Residence | Unknown | Unknown | No
BARAR, JALEH | 4444 NW 84TH AVE | 34417794 | No | No | Non-Lead - Plastic | No | 1987 | 1 inch | Installation date after lead ban | No | Visual inspection at the meter |  |  | Non-Lead - Plastic | 1987 |  | Installation date after lead ban | No | visual inspection at meter | 2024-07-24 |  | Non-Lead | No | No | none | Single Family Residence | Unknown | Unknown | No
Amorin, Patrizia | 4464 NW 84TH AVE | 34417792 | No | No | Non-Lead - Plastic | No | 1987 | 1 inch | Installation date after lead ban | No | Visual inspection at the meter |  |  | Non-Lead - Plastic | 1987 |  | Installation date after lead ban | No | visual inspection at meter | 2024-07-24 |  | Non-Lead | No | No | none | Single Family Residence | Unknown | Unknown | No
Amorin, Patrizia | 4464 NW 84TH AVE | 52847922 | No | No | Non-Lead - Plastic | No | 1987 | 1 inch | Installation date after lead ban | No | Visual inspection at the meter |  |  | Non-Lead - Plastic | 1987 |  | Installation date after lead ban | No | visual inspection at meter | 2024-07-24 |  | Non-Lead | No | No | none | Single Family Residence | Unknown | Unknown | No
Olivo, | 8439 NW 44TH CT | 40569950 | No | No | Non-Lead - Plastic | No | 1987 | 1 inch | Installation date after lead ban | No | Visual inspection at the meter |  |  | Non-Lead - Plastic | 1987 |  | Installation date after lead ban | No | visual inspection at meter | 2024-07-24 |  | Non-Lead | No | No | none | Single Family Residence | Unknown | Unknown | No
Olivo, | 8439 NW 44TH CT | 40569951 | No | No | Non-Lead - Plastic | No | 1987 | 1 inch | Installation date after lead ban | No | Visual inspection at the meter |  |  | Non-Lead - Plastic | 1987 |  | Installation date after lead ban | No | visual inspection at meter | 2024-07-24 |  | Non-Lead | No | No | none | Single Family Residence | Unknown | Unknown | No
CHAYKIN, MARC & JULIE | 8457 NW 44TH CT | 47099067 | No | No | Non-Lead - Plastic | No | 1987 | 1 inch | Installation date after lead ban | No | Visual inspection at the meter |  |  | Non-Lead - Plastic | 1987 |  | Installation date after lead ban | No | visual inspection at meter | 2024-07-24 |  | Non-Lead | No | No | none | Single Family Residence | Unknown | Unknown | No
CHAYKIN, MARC & JULIE | 8457 NW 44TH CT | 47099068 | No | No | Non-Lead - Plastic | No | 1987 | 1 inch | Installation date after lead ban | No | Visual inspection at the meter |  |  | Non-Lead - Plastic | 1987 |  | Installation date after lead ban | No | visual inspection at meter | 2024-07-24 |  | Non-Lead | No | No | none | Single Family Residence | Unknown | Unknown | No
Chan, Wynigee | 8469 NW 44TH CT | 38636661 | No | No | Non-Lead - Plastic | No | 1987 | 1 inch | Installation date after lead ban | No | Visual inspection at the meter |  |  | Non-Lead - Plastic | 1987 |  | Installation date after lead ban | No | visual inspection at meter | 2024-07-24 |  | Non-Lead | No | No | none | Single Family Residence | Unknown | Unknown | No
DIETZ, JAMES | 8475 NW 44TH CT | 38533305 | No | No | Non-Lead - Plastic | No | 1987 | 1 inch | Installation date after lead ban | No | Visual inspection at the meter |  |  | Non-Lead - Plastic | 1987 |  | Installation date after lead ban | No | visual inspection at meter | 2024-07-24 |  | Non-Lead | No | No | none | Single Family Residence | Unknown | Unknown | No
Reynolds, Adrienne | 4501 NW 85TH AVE | 39644969 | No | No | Non-Lead - Plastic | No | 1987 | 1 inch | Installation date after lead ban | No | Visual inspection at the meter |  |  | Non-Lead - Plastic | 1987 |  | Installation date after lead ban | No | visual inspection at meter | 2024-07-24 |  | Non-Lead | No | No | none | Single Family Residence | Unknown | Unknown | No
Reynolds, Adrienne | 4501 NW 85TH AVE | 54694622 | No | No | Non-Lead - Plastic | No | 1987 | 1 inch | Installation date after lead ban | No | Visual inspection at the meter |  |  | Non-Lead - Plastic | 1987 |  | Installation date after lead ban | No | visual inspection at meter | 2024-07-24 |  | Non-Lead | No | No | none | Single Family Residence | Unknown | Unknown | No
BAQUERO, WILMA | 8481 NW 44TH CT | 38569803 | No | No | Non-Lead - Plastic | No | 1987 | 1 inch | Installation date after lead ban | No | Visual inspection at the meter |  |  | Non-Lead - Plastic | 1987 |  | Installation date after lead ban | No | visual inspection at meter | 2024-07-24 |  | Non-Lead | No | No | none | Single Family Residence | Unknown | Unknown | No
BAQUERO, WILMA | 8481 NW 44TH CT | 38569802 | No | No | Non-Lead - Plastic | No | 1987 | 1 inch | Installation date after lead ban | No | Visual inspection at the meter |  |  | Non-Lead - Plastic | 1987 |  | Installation date after lead ban | No | visual inspection at meter | 2024-07-24 |  | Non-Lead | No | No | none | Single Family Residence | Unknown | Unknown | No

## Public Accessibility Doc.
Public Accessibility Documentation
PWS Name: Royal Waterworks
PWSID: 4061517
Enter Date Last Updated: | 2024-10-14
Purpose of this worksheet: For systems to provide documentation to states on how they met the public accessibility requirements of the LCRR.
1. Select the location identifiers that you use for your service line inventory. Check all that apply.
Address
Street
Block
Intersection
Landmark
GPS Coordinates
Other
If "Other", please describe:
2. Does every service line have a location identifier? |  | Yes
If "No", explain. Remember that location identifiers are required for service lines that are lead and galvanized requiring replacement.
3. How are you making your inventory publicly accessible? Check all that apply. Remember that if your system serves > 50,000 people, you must provide the inventory online.
Interactive online map
Static online map
Online spreadsheet
Printed service line map
Printed tabular data
Information on water utility mailings or newsletter
Hard copy information available in water system office
Other
If "Other", please describe:

## State Checklist
State Checklist for Initial Inventory Submittal
PWS Name: Royal Waterworks
PWSID: 4061517
Enter Date Last Updated:
Purpose of this worksheet: For states to determine and document if water systems met all of the January 15, 2021 Lead and Copper Rule (LCRR) requirements for their Initial Inventory including timely submission, required elements, use of information sources, public accessibility, and public notification of service line materials.
Part 1: Person Completing This Checklist
Name: | Title:
Telephone: | Email:
Part 2: Review for Timely Submission
1. Was the initial inventory submitted by the deadline of October 16, 2024? |  | Select "Yes" or "No"
Consider post-mark or date sent via email or reported into a state data system.
Part 3: Review for Required Elements
1. Does the inventory include all service lines connected to the distribution system? |  | Select "Yes" or "No"
Consider if the total number of service lines in the Inventory Summary worksheet, Part 3, matches sanitary survey and monitoring data in the state’s database (e.g., SDWIS/State) based on population served, number of service connections (including those for non-potable use), number of accounts, census data, or other information.
2. Does the inventory include portions owned by the water system and the customer? |  | Select "Yes" or "No"
Check the service line ownership type selected in the Inventory Summary worksheet, Part 1, Question 2a. If the system selected "Ownership is Split" check that their inventory includes information for both the system-owned and customer-owned portions.
3. Did the system classify all service lines as either Lead, Galvanized Requiring Replacement (GRR), Non-Lead, or Lead Status Unknown? |  | Select "Yes" or "No"
Consider if the system completed each row of the inventory summary table in the Inventory Summary worksheet, Part 3. Some rows may be zero.
4. In the space below, provide additional comments/documentation related to required elements of the system's initial inventory.
Part 4: Review for Information Sources
1. Did the system use the following historical records to prepare their initial inventory: previous materials evaluation, construction and plumbing codes/records, water system records, distribution system inspections and records. |  | Select "Yes" or "No"
Consider if the system identified historical records in each row of the Inventory Methods worksheet, Part 1, Rows 1 through 4. Consider if the system completed Row 5 if additional records are required in your state.
2. Is the system collecting service line material information during normal operations? |  | Select "Yes" or "No"
Consider if the system checked one or more normal operations activities in the Inventory Methods worksheet, Part 2. Consider asking the systems to submit updated or new standard operating procedures documenting service line material information collection.
3. Has the system conducted investigations to verify service line material? |  | Select "Yes" or "No"
This is not required by the LCRR but recommended by EPA to verify historical records and gather information where records do not exist to reduce the number of unknowns in the system as quickly as possible. Consider: • If the system checked one or more of the investigative methods on the Inventory Methods worksheet, Part 3. • If in their inventory, the system indicated that the materials classification was based on investigations. • The number of unknowns - EPA strongly discourages systems from submitting inventories with all unknowns. If all service line materials are lead status unknown, consider asking the water system to conduct investigations.
4. In the space below, provide additional comments related to information sources used to develop the system's initial inventory.
Part 5: Review for Public Accessibility
1. Does the inventory include location identifiers for each service line that is lead or galvanized requiring replacement? |  | Select "Yes" or "No"
Consider checking the inventory for location identifiers and reviewing the system's answers in the Public Accessibility Doc. worksheet, Questions 1 and 2.
2. Did the system make its inventory publicly accessible? |  | Select "Yes" or "No"
Consider reviewing the method by which the water system is making its inventory publicly accessible as identified in the Public Accessibility Doc. worksheet, Question 3. Check that systems serving more than 50,000 people have posted their service line inventories online.
3. In the space below, provide additional comments/documentation related to public accessibility of the system's initial inventory.
Part 6: Review of Customer Notification of Service Line Material
1. Does the water system's inventory consist of all Non-Lead Service lines? |  | Select "Yes" or "No"
If No, complete questions 2 through 5. If Yes, stop here.
2. Did the water system deliver the notification to people served by a lead service line (LSL), GRR, or lead status unknown service line within 30 days of completing the initial inventory? |  | Select "Yes" or "No"
3. Did the water system demonstrate that they delivered the notification and provide a copy of the notification to the state by July 1 for the previous calendar year? |  | Select "Yes" or "No"
4. Did the notification include the required content?
a. For confirmed LSLs, does the notification include: |  | Select "Yes" or "No" or "N/A"
· A statement that the service line material is lead,
· Information on lead health effects including mandatory health effects language of 40 CFR §141.85(a)(ii),
· Steps to minimize exposure to lead in drinking water,
· Opportunities for service line replacement,
· Available financing programs, and
· A statement that the system must replace its portion if the property owners notify the system that
they are replacing their portion?
b. For GRRs, does the notification include: |  | Select "Yes" or "No" or "N/A"
· A statement that the service line material is GRR,
· Information on lead health effects including mandatory health effects language of 40 CFR §141.85(a)(ii),
· Steps to minimize exposure to lead in drinking water, and
· Opportunities for service line replacement?
c. For Unknowns, does the notification include: |  | Select "Yes" or "No" or "N/A"
· A statement that the service line material is lead status unknown,
· Information on lead health effects including mandatory health effects language of 40 CFR §141.85(a)(ii),
· Steps to minimize exposure to lead in drinking water, and
· Opportunities to verify the service line material?
5. If the water system serves communities with a large proportion of non-English speaking consumers, as determined by the state, did they provide public education materials, including those in 40 CFR §141.85(e), in the appropriate language(s) or containing a telephone number or address where persons served may contact the water system to obtain a translated copy of the materials or to request assistance in the appropriate language? |  | Select "Yes" or "No"
6. In the space below, provide additional comments/documentation related to customer notification for people served by an LSL, GRR, or lead status unknown service line.

## Building Conditionals (hidden)
DRAFT | [8 empty] | Form Option For Customer Side | Classification | System-Owned Portion | Was Previously Lead? | Customer-Owned Portion | Classification for Entire Service Line | Single-Owned Portion | Classification for Entire Service Line
| Note to EPA: This is a background sheet to be hidden or deleted | [7 empty] | Lead | Lead | Lead |  | Lead | Lead | Lead | Lead
[9 empty] | Lead-lined galvanized | Lead | Lead |  | Galvanized | Lead | Galvanized | Non-Lead
[9 empty] | Galvanized | Galvanized | Lead |  | Non-Lead | Lead | Non-Lead | Non-Lead
[9 empty] | Non-Lead - Copper | Non-Lead | Lead |  | Material Unknown | Lead | Material Unknown | Lead Status Unknown
[9 empty] | Non-Lead - Plastic | Non-Lead | Galvanized |  | Lead | Lead
[9 empty] | Non-Lead - Other | Non-Lead | Galvanized |  | Galvanized | Non-Lead
[9 empty] | Unknown - Likely Lead | Material Unknown | Galvanized |  | Non-Lead | Non-Lead
[9 empty] | Unknown - Unlikely Lead | Material Unknown | Galvanized |  | Material Unknown | Lead Status Unknown
[9 empty] | Unknown - Material Unknown | Material Unknown | Non-Lead |  | Lead | Lead
[11 empty] | Non-Lead | Y | Galvanized | Galvanized Requiring Replacement
[9 empty] | Form Option For System Side | Classification | Non-Lead | N | Galvanized | Non-Lead
[9 empty] | Lead | Lead | Non-Lead | DN | Galvanized | Galvanized Requiring Replacement
[9 empty] | Lead-lined galvanized | Lead | Non-Lead |  | Non-Lead | Non-Lead
[9 empty] | Galvanized | Galvanized | Non-Lead |  | Material Unknown | Lead Status Unknown
[9 empty] | Non-Lead - Copper | Non-Lead | Material Unknown |  | Lead | Lead
[9 empty] | Non-Lead - Plastic | Non-Lead | Material Unknown |  | Galvanized | Galvanized Requiring Replacement
[9 empty] | Non-Lead - Other | Non-Lead | Material Unknown |  | Non-Lead | Lead Status Unknown
[9 empty] | Unknown - Likely Lead | Material Unknown | Material Unknown |  | Material Unknown | Lead Status Unknown
[9 empty] | Unknown - Unlikely Lead | Material Unknown
| system_owned_portion |  | customer_owned_portion | service_line_classification |  |  |  |  | Unknown - Material Unknown | Material Unknown
| System-Owned Portion | Was Previously Lead? | Customer-Owned Portion | Classification for Entire Service Line |  | IF( | ) AND ( | THEN
| Lead |  | Lead | Lead |  | IF(system_owned_portion=Lead) AND (customer_owned_portion=Lead THEN service_line_classification=Lead | IF(system_owned_portion=Lead) AND (customer_owned_portion=Lead THEN service_line_classification=Lead | IF(system_owned_portion="Lead") AND (customer_owned_portion="Lead" THEN service_line_classification="Lead"
| Lead |  | Galvanized | Lead | ELSE | IF(system_owned_portion=Lead) AND (customer_owned_portion=Galvanized THEN service_line_classification=Lead | ELSEIF(system_owned_portion=Lead) AND (customer_owned_portion=Galvanized THEN service_line_classification=Lead | ELSEIF(system_owned_portion="Lead") AND (customer_owned_portion="Galvanized Requiring Replacement" THEN service_line_classification="Lead"
| Lead |  | Non-Lead | Lead | ELSE | IF(system_owned_portion=Lead) AND (customer_owned_portion=Non-Lead THEN service_line_classification=Lead | ELSEIF(system_owned_portion=Lead) AND (customer_owned_portion=Non-Lead THEN service_line_classification=Lead | ELSEIF(system_owned_portion="Lead") AND (customer_owned_portion="Non-Lead" THEN service_line_classification="Lead"
| Lead |  | Material Unknown | Lead | ELSE | IF(system_owned_portion=Lead) AND (customer_owned_portion=Material Unknown THEN service_line_classification=Lead | ELSEIF(system_owned_portion=Lead) AND (customer_owned_portion=Material Unknown THEN service_line_classification=Lead | ELSEIF(system_owned_portion="Lead") AND (customer_owned_portion=Lead Status Unknown THEN service_line_classification="Lead"
| Galvanized |  | Lead | Lead | ELSE | IF(system_owned_portion=Galvanized) AND (customer_owned_portion=Lead THEN service_line_classification=Lead | ELSEIF(system_owned_portion=Galvanized) AND (customer_owned_portion=Lead THEN service_line_classification=Lead | ELSEIF(system_owned_portion="Galvanized1") AND (customer_owned_portion=Lead THEN service_line_classification="Lead"
| Galvanized |  | Galvanized | Non-Lead | ELSE | IF(system_owned_portion=Galvanized) AND (customer_owned_portion=Galvanized THEN service_line_classification=Non-Lead | ELSEIF(system_owned_portion=Galvanized) AND (customer_owned_portion=Galvanized THEN service_line_classification=Non-Lead | ELSEIF(system_owned_portion="Galvanized1") AND (customer_owned_portion="Galvanized2" THEN service_line_classification="Non-Lead"
| Galvanized |  | Non-Lead | Non-Lead | ELSE | IF(system_owned_portion=Galvanized) AND (customer_owned_portion=Non-Lead THEN service_line_classification=Non-Lead | ELSEIF(system_owned_portion=Galvanized) AND (customer_owned_portion=Non-Lead THEN service_line_classification=Non-Lead | ELSEIF(system_owned_portion="Galvanized1") AND (customer_owned_portion="Non-Lead" THEN service_line_classification="Non-Lead"
| Galvanized |  | Material Unknown | Lead Status Unknown | ELSE | IF(system_owned_portion=Galvanized) AND (customer_owned_portion=Material Unknown THEN service_line_classification=Lead Status Unknown | ELSEIF(system_owned_portion=Galvanized) AND (customer_owned_portion=Material Unknown THEN service_line_classification=Lead Status Unknown | ELSEIF(system_owned_portion="Galvanized1") AND (customer_owned_portion="Lead Status Unknown" THEN service_line_classification="Lead Status Unknown"
| Non-Lead |  | Lead | Lead | ELSE | IF(system_owned_portion=Non-Lead) AND (customer_owned_portion=Lead THEN service_line_classification=Lead | ELSEIF(system_owned_portion=Non-Lead) AND (customer_owned_portion=Lead THEN service_line_classification=Lead | ELSEIF(system_owned_portion="Non-Lead") AND (customer_owned_portion="Lead" THEN service_line_classification="Lead"
| Non-Lead |  | Galvanized | Galvanized Requiring Replacement | ELSE | IF(system_owned_portion=Non-Lead) AND (customer_owned_portion=Galvanized THEN service_line_classification=Galvanized Requiring Replacement | ELSEIF(system_owned_portion=Non-Lead) AND (customer_owned_portion=Galvanized THEN service_line_classification=Galvanized Requiring Replacement | ELSEIF(system_owned_portion="Non-Lead") AND (customer_owned_portion="Galvanized2" THEN service_line_classification="Non-Lead"
| Non-Lead |  | Galvanized | Non-Lead | ELSE | IF(system_owned_portion=Non-Lead) AND (customer_owned_portion=Galvanized THEN service_line_classification=Non-Lead | ELSEIF(system_owned_portion=Non-Lead) AND (customer_owned_portion=Galvanized THEN service_line_classification=Non-Lead | ELSEIF(system_owned_portion="Non-Lead") AND (customer_owned_portion="Non-Lead" THEN service_line_classification="Non-Lead"
| Non-Lead |  | Galvanized | Galvanized Requiring Replacement | ELSE | IF(system_owned_portion=Non-Lead) AND (customer_owned_portion=Galvanized THEN service_line_classification=Galvanized Requiring Replacement | ELSEIF(system_owned_portion=Non-Lead) AND (customer_owned_portion=Galvanized THEN service_line_classification=Galvanized Requiring Replacement | ELSEIF(system_owned_portion="Non-Lead") AND (customer_owned_portion="Lead Status Unknown" THEN service_line_classification="Lead Status Unknown"
| Non-Lead |  | Non-Lead | Non-Lead | ELSE | IF(system_owned_portion=Non-Lead) AND (customer_owned_portion=Non-Lead THEN service_line_classification=Non-Lead | ELSEIF(system_owned_portion=Non-Lead) AND (customer_owned_portion=Non-Lead THEN service_line_classification=Non-Lead | ELSEIF(system_owned_portion="Non-Lead, but system is unable to demonstrate it was not previously Lead") AND (customer_owned_portion="Galvanized Requiring Replacement" THEN service_line_classification="Galvanized Requiring Replacement"
| Non-Lead |  | Material Unknown | Lead Status Unknown | ELSE | IF(system_owned_portion=Non-Lead) AND (customer_owned_portion=Material Unknown THEN service_line_classification=Lead Status Unknown | ELSEIF(system_owned_portion=Non-Lead) AND (customer_owned_portion=Material Unknown THEN service_line_classification=Lead Status Unknown | ELSEIF(system_owned_portion="Lead Status Unknown") AND (customer_owned_portion="Lead" THEN service_line_classification="Lead"
| Material Unknown |  | Lead | Lead | ELSE | IF(system_owned_portion=Material Unknown) AND (customer_owned_portion=Lead THEN service_line_classification=Lead | ELSEIF(system_owned_portion=Material Unknown) AND (customer_owned_portion=Lead THEN service_line_classification=Lead | ELSEIF(system_owned_portion="Lead Status Unknown") AND (customer_owned_portion="Galvanized Requiring Replacement" THEN service_line_classification="Galvanized Requiring Replacement"
| Material Unknown |  | Galvanized | Galvanized Requiring Replacement | ELSE | IF(system_owned_portion=Material Unknown) AND (customer_owned_portion=Galvanized THEN service_line_classification=Galvanized Requiring Replacement | ELSEIF(system_owned_portion=Material Unknown) AND (customer_owned_portion=Galvanized THEN service_line_classification=Galvanized Requiring Replacement | ELSEIF(system_owned_portion="Lead Status Unknown") AND (customer_owned_portion="Non-Lead" THEN service_line_classification="Lead Status Unknown"
| Material Unknown |  | Non-Lead | Lead Status Unknown | ELSE | IF(system_owned_portion=Material Unknown) AND (customer_owned_portion=Non-Lead THEN service_line_classification=Lead Status Unknown | ELSEIF(system_owned_portion=Material Unknown) AND (customer_owned_portion=Non-Lead THEN service_line_classification=Lead Status Unknown | ELSEIF(system_owned_portion="Lead Status Unknown") AND (customer_owned_portion="Lead Status Unknown" THEN service_line_classification="Lead Status Unknown"
| Material Unknown |  | Material Unknown | Lead Status Unknown |  |  | ELSE service_line_classification = "CLASSIFICATION ERROR" | ELSE "CLASSIFICATION ERROR"

## Form Lists (hidden)
Tab | Form Control Lists
Detailed Inventory | Sensitive Population? (Y/N) | Service Line Material Classification* | If Non-Lead, Was Material Ever Previously Lead? | Basis of Material Classification | Was the Service Line Material Field Verified? | Select the Field Verification Method | Building Type Connected to Service Line | For CWSs, do Multi-family Residences (MFRs) Comprise at Least 20% of the Structures You Serve? | Is there a Lead Connector Present? | Point-of-Entry or Point-of-Use Treatment Present? | Does the Interior Building Plumbing Contain Copper Pipes with Lead Solder Installed before your State's Lead Ban (Generally 1986 - 1988) | Current LCR Sampling Site? | Building Type Connected to Service Line | For CWSs, do Multi-family Residences (MFRs) Comprise at Least 20% of the Structures You Serve? | Is there a Lead Connector Present? | Point-of-Entry or Point-of-Use Treatment Present? | Does the Interior Building Plumbing Contain Copper Pipes with Lead Solder Installed before your State's Lead Ban (Generally 1986 - 1988) | Current LCR Sampling Site?
| No | Lead | Yes | Previous materials evaluation | Yes | Visual inspection at meter pit | Single Family Residence | Yes | Yes | Yes | Yes | Yes | Single Family Residence | Yes | Yes | Yes | Yes | Yes
| Yes - School | Lead-lined galvanized | No | Installation record (e.g., tap card) | No | Customer self-identification | Multiple Family Residence | No | Known | No | No | No | Multiple Family Residence | No | Known | No | No | No
| Yes - Day Care | Galvanized | Don't know | Installation date is after the lead ban |  | CCTV Inspection at Curb Box - Internal | Building | N/A | Unknown | Unknown | Unknown |  | Building | N/A | Unknown | Unknown | Unknown
| Yes - Other | Non-Lead - Copper |  | Service line diameter is greater than 2 inches |  | CCTV inspection at Curb Box - External | Other | [5 empty] | Other
|  | Non-Lead - Plastic |  | Service line repair or replacement record |  | Water Quality Sampling - Targeted
|  | Non-Lead - Other |  | Statistical analysis |  | Water Quality Sampling - Flushed
|  | Unknown - Likely Lead |  | Field inspection only with no records |  | Water Quality Sampling - Sequential
|  | Unknown - Unlikely Lead |  | Water sampling only with no records |  | Water Quality Sampling - Other
|  | Unknown - Material Unknown |  | Other |  | Mechanical Excavation at 1 location
Mechanical Excavation at multiple locations
| Note to EPA: this is a background sheet to be hidden or deleted |  |  |  | Other